## Blad1
[12 empty] | CLINICAL |  |  |  |  | DEVICE
UUID | Messaage | Originating from | Parameter | ref | Categorie | Subcategorie | alarm_prio_bron | Device | Alarm.group | Organ.system | Organ | Patient | PhysiologicalSystem | Organ | PhysiologicalProcess | PhysiologicalProperty | PhysicalDevice | Metric | Signal | Sensor | FunctionalUnit | DeviceChannel | MeasurementProcess | SensorInterface
1 | CRITICOOL - Verbinding verbroken | general | thermo_device | thermo_device | general | NA | Hoog | Thermoregulator | Technical | general | NA | [5 empty] | PhysiologicalMonitor |  | ECG_Signal | ECG_Sensor | ECG_Module |  | ECG_RateAnalysis |  | Integumentary | Skin | PulmonaryOxygenation_process | ArterialOxygenSaturation_property
2 | DATEXOHMEDACOMVENTILATOR - Air Supply Pressure Low | device | vent_device | vent_device | supply_issue | NA | Hoog | Ventilator | Technical | Pulmonary | lung | [5 empty] | Ventilator |  | SpO2_Signal | O2_Sensor | SpO2_Module |  | ECG_RhythmAnalysis |  | Pulmonary | Lung | PulmonaryVentilation_process | RespiratoryRate_property
3 | DATEXOHMEDACOMVENTILATOR - Apnea | ecg | apnea | Apnea | low | NA | Hoog | Ventilator | Physiological | Pulmonary | lung | [7 empty] | CO2_Signal | CO2_Sensor | CO2_Module |  | SpO2_RateAnalysis |  | Cardiovascular | Heart | CardiacEjection_Process
4 | DATEXOHMEDACOMVENTILATOR - Apnea Alarm Off | device | vent_device | vent_device | general | NA | Hoog | Ventilator | Technical | Pulmonary | NA | [7 empty] | Temp_Signal | Temp_Sensor | Temperature_Module |  | CO2_Analysis |  | Neurological | Vasculature
5 | DATEXOHMEDACOMVENTILATOR - Backup Mode Active | device | vent_device | vent_device | general | NA | Hoog | Ventilator | Technical | Pulmonary | NA | [7 empty] | Pressure_Signal | Flow_Sensor | NIBP_Module |  | Temp_Analysis
6 | DATEXOHMEDACOMVENTILATOR - Breathing Circuit Occlusion | occlusion | vent_occlusion | Vent_occlusion | occlusion | NA | Hoog | Ventilator | Physiological | Pulmonary | lung | [7 empty] | Flow_Signal |  | InvasivePressure_Module |  | Pressure_Analysis |  |  |  |  | ArterialSystolicPressure_Property
7 | DATEXOHMEDACOMVENTILATOR - Circuit Leak | leak | vent_leak | Vent_leak | general | NA | Hoog | Ventilator | Technical | Pulmonary | NA | [7 empty] | Resp_Signal |  | Respiration_Module |  | NIBP_Analysis |  |  | Lung | GaseousDelivery | Fract_InhaledO2_Property
8 | DATEXOHMEDACOMVENTILATOR - Circuit Leak Alarm Off | device | vent_device | vent_device | general | NA | Hoog | Ventilator | Technical | Pulmonary | NA | [9 empty] | PowerUnit |  | Resp_RateAnalysis
9 | DATEXOHMEDACOMVENTILATOR - Clean Neo Flow Sensor | device | vent_device | vent_device | sens_malfunction | NA | Hoog | Ventilator | Technical | Pulmonary | NA | [9 empty] | CommunicationUnit |  | Resp_RhythmAnalysis
10 | DATEXOHMEDACOMVENTILATOR - Connect Nebulizer | device | vent_device | vent_device | general | NA | Hoog | Ventilator | Technical | Pulmonary | NA | [9 empty] | ControlUnit
11 | DATEXOHMEDACOMVENTILATOR - Exp Flow Sensor Error | device | vent_device | vent_device | sens_malfunction | NA | Hoog | Ventilator | Technical | Pulmonary | NA
12 | DATEXOHMEDACOMVENTILATOR - FiO2 High | device | vent_device | vent_device | general | NA | Hoog | Ventilator | Technical | Pulmonary | NA
13 | DATEXOHMEDACOMVENTILATOR - MVexp High | mv | vent_mv | Vent_mv | high | NA | Hoog | Ventilator | Physiological | Pulmonary | lung
14 | DATEXOHMEDACOMVENTILATOR - MVexp Low | mv | vent_mv | Vent_mv | low | NA | Hoog | Ventilator | Physiological | Pulmonary | lung
15 | DATEXOHMEDACOMVENTILATOR - MVexp Low Alarm Off | mv | vent_mv | vent_mv | general | NA | Hoog | Ventilator | Technical | Pulmonary | NA
16 | DATEXOHMEDACOMVENTILATOR - Neo Flow Sensor Error | device | vent_device | vent_device | sens_malfunction | NA | Hoog | Ventilator | Technical | Pulmonary | NA
17 | DATEXOHMEDACOMVENTILATOR - Neo Flow Sensor Off | device | vent_device | vent_device | sens_malfunction | NA | Hoog | Ventilator | Technical | Pulmonary | NA
18 | DATEXOHMEDACOMVENTILATOR - Neo Flow Sensor Reversed | device | vent_device | vent_device | sens_malfunction | NA | Hoog | Ventilator | Technical | Pulmonary | NA
19 | DATEXOHMEDACOMVENTILATOR - No Expiratory Flow Sensor | device | vent_device | vent_device | sens_malfunction | NA | Hoog | Ventilator | Technical | Pulmonary | NA
20 | DATEXOHMEDACOMVENTILATOR - No Gas Supply Pressure | device | vent_device | vent_device | supply_issue | NA | Hoog | Ventilator | Technical | Pulmonary | NA
21 | DATEXOHMEDACOMVENTILATOR - No Neo Flow Sensor | device | vent_device | vent_device | sens_malfunction | NA | Hoog | Ventilator | Technical | Pulmonary | NA
22 | DATEXOHMEDACOMVENTILATOR - O2 Supply Pressure Low | device | vent_device | vent_device | supply_issue | NA | Hoog | Ventilator | Technical | Pulmonary | NA
23 | DATEXOHMEDACOMVENTILATOR - On Battery | device | vent_device | vent_device | general | NA | Hoog | Ventilator | Technical | Pulmonary | NA
26 | DATEXOHMEDACOMVENTILATOR - Patient Connected? | device | vent_device | vent_device | general | NA | Hoog | Ventilator | Technical | Pulmonary | NA
27 | DATEXOHMEDACOMVENTILATOR - Patient Connection Leak | leak | vent_leak | Vent_leak | general | NA | Hoog | Ventilator | Technical | Pulmonary | NA
28 | DATEXOHMEDACOMVENTILATOR - Patient Disconnected | discon | vent_disconnection | Vent_disconnection | disconnection | NA | Hoog | Ventilator | Physiological | Pulmonary | lung
24 | DATEXOHMEDACOMVENTILATOR - PEEPe High | peep | vent_peep | Vent_peep | high | NA | Hoog | Ventilator | Physiological | Pulmonary | lung
25 | DATEXOHMEDACOMVENTILATOR - PEEPe Low | peep | vent_peep | Vent_peep | low | NA | Hoog | Ventilator | Physiological | Pulmonary | lung
29 | DATEXOHMEDACOMVENTILATOR - Plimit Reached | pressure | vent_pressure | Vent_pressure | high | NA | Hoog | Ventilator | Physiological | Pulmonary | lung
30 | DATEXOHMEDACOMVENTILATOR - Ppeak High | pressure | vent_pressure | Vent_pressure | high | NA | Hoog | Ventilator | Physiological | Pulmonary | lung
31 | DATEXOHMEDACOMVENTILATOR - Ppeak Low | pressure | vent_pressure | Vent_pressure | low | NA | Hoog | Ventilator | Physiological | Pulmonary | lung
34 | DATEXOHMEDACOMVENTILATOR - Relief Valve Opened | device | vent_device | vent_device | general | NA | Hoog | Ventilator | Technical | Pulmonary | NA
32 | DATEXOHMEDACOMVENTILATOR - RR High | rr | vent_rr | Vent_rr | high | NA | Hoog | Ventilator | Physiological | Pulmonary | lung
33 | DATEXOHMEDACOMVENTILATOR - RR Low | rr | vent_rr | Vent_rr | low | NA | Hoog | Ventilator | Physiological | Pulmonary | lung
38 | DATEXOHMEDACOMVENTILATOR - Verbinding verbroken | device | vent_device | vent_device | general | NA | Hoog | Ventilator | Technical | Pulmonary | NA
39 | DATEXOHMEDACOMVENTILATOR - Volume Delivery Error | device | vent_device | vent_device | volume_err | NA | Hoog | Ventilator | Technical | Pulmonary | NA
35 | DATEXOHMEDACOMVENTILATOR - VT Not Achieved | tv | vent_tv | Vent_tv | volume_err | NA | Hoog | Ventilator | Technical | Pulmonary | NA
36 | DATEXOHMEDACOMVENTILATOR - VTexp High | tv | vent_tv | Vent_tv | volume_err | NA | Hoog | Ventilator | Technical | Pulmonary | NA
37 | DATEXOHMEDACOMVENTILATOR - VTexp Low | tv | vent_tv | Vent_tv | volume_err | NA | Hoog | Ventilator | Technical | Pulmonary | NA
40 | HULBUS - 055 | device | vent_device | vent_device | general | NA | Hoog | Ventilator | Technical | Pulmonary | lung
41 | HULBUS - 067 | device | vent_device | vent_device | sens_malfunction | NA | Hoog | Ventilator | Technical | Pulmonary | lung
42 | HULBUS - 101 | device | vent_device | vent_device | general | NA | Hoog | Ventilator | Technical | Pulmonary | lung
43 | HULBUS - 173 | device | vent_device | vent_device | supply_issue | NA | Hoog | Ventilator | Technical | Pulmonary | lung
44 | HULBUS - 332 | peep | vent_peep | vent_peep | high | NA | Hoog | Ventilator | Physiological | Pulmonary | lung
45 | HULBUS - 343 | pressure | vent_pressure | vent_pressure | high | NA | Hoog | Ventilator | Physiological | Pulmonary | lung
46 | HULBUS - 344 | pressure | vent_pressure | vent_pressure | low | NA | Hoog | Ventilator | Physiological | Pulmonary | lung
47 | HULBUS - 345 | tv | vent_tv | vent_tv | low | NA | Hoog | Ventilator | Physiological | Pulmonary | lung
48 | HULBUS - 357 | mv | vent_mv | vent_mv | high | NA | Hoog | Ventilator | Physiological | Pulmonary | lung
49 | HULBUS - 365 | device | vent_device | vent_device | general | NA | Hoog | Ventilator | Technical | Pulmonary | lung
50 | HULBUS - 366 | device | vent_device | vent_device | supply_issue | NA | Hoog | Ventilator | Technical | Pulmonary | lung
51 | HULBUS - 367 | device | vent_device | vent_device | supply_issue | NA | Hoog | Ventilator | Technical | Pulmonary | lung
52 | HULBUS - 368 | occlusion | vent_occlusion | Vent_occlusion | occlusion | NA | Hoog | Ventilator | Physiological | Pulmonary | lung
53 | HULBUS - 369 | tv | vent_tv | vent_tv | high | NA | Hoog | Ventilator | Physiological | Pulmonary | lung
54 | HULBUS - 370 | tv | vent_tv | vent_tv | low | NA | Hoog | Ventilator | Physiological | Pulmonary | lung
55 | HULBUS - Amp not reached | amp | vent_amp | Vent_amp | low | 1 | Hoog | Ventilator | Physiological | Pulmonary | lung
56 | HULBUS - Apnea | apnea | vent_apnea | Vent_apnea | low | 2 | Hoog | Ventilator | Physiological | Pulmonary | lung
57 | HULBUS - CPAP high | cpap | vent_cpap | Vent_cpap | high | NA | Hoog | Ventilator | Physiological | Pulmonary | lung
58 | HULBUS - CPAP low | cpap | vent_cpap | Vent_cpap | low | 1 | Hoog | Ventilator | Physiological | Pulmonary | lung
59 | HULBUS - Disconnection | discon | vent_disconnection | Vent_disconnection | disconnection | NA | Hoog | Ventilator | Technical | Pulmonary | NA
60 | HULBUS - Flow sensor | device | vent_device | vent_device | sens_malfunction | NA | Hoog | Ventilator | Technical | Pulmonary | NA
61 | HULBUS - Freq too high | rr | vent_rr | Vent_rr | high | NA | Hoog | Ventilator | Physiological | Pulmonary | lung
62 | HULBUS - Gas Supply Failed | device | vent_device | vent_device | supply_issue | NA | Hoog | Ventilator | Technical | Pulmonary | NA
63 | HULBUS - Leak too high | leak | vent_leak | Vent_leak | high | NA | Hoog | Ventilator | Physiological | Pulmonary | lung
64 | HULBUS - MV high | mv | vent_mv | Vent_mv | high | NA | Hoog | Ventilator | Physiological | Pulmonary | lung
65 | HULBUS - MV low | mv | vent_mv | Vent_mv | low | 1 | Hoog | Ventilator | Physiological | Pulmonary | lung
66 | HULBUS - O2 Measurement | device | vent_device | vent_device | setting_delay | NA | Hoog | Ventilator | Technical | Pulmonary | NA
67 | HULBUS - PEEP not reached | peep | vent_peep | Vent_peep | low | 1 | Hoog | Ventilator | Physiological | Pulmonary | lung
68 | HULBUS - Pinsp n. reached | pressure | vent_pressure | Vent_pressure | low | 1 | Hoog | Ventilator | Physiological | Pulmonary | lung
69 | HULBUS - Ppeak too high | pressure | vent_pressure | Vent_pressure | high | NA | Hoog | Ventilator | Physiological | Pulmonary | lung
70 | HULBUS - Ppeak too low | pressure | vent_pressure | Vent_pressure | low | 1 | Hoog | Ventilator | Physiological | Pulmonary | lung
71 | HULBUS - Pressure E-Tube | pressure | vent_pressure | Vent_pressure | high | NA | Hoog | Ventilator | Physiological | Pulmonary | lung
72 | HULBUS - Pressure I-Tube | pressure | vent_pressure | Vent_pressure | high | NA | Hoog | Ventilator | Physiological | Pulmonary | lung
73 | HULBUS - Techn. Failure (30) | device | vent_device | vent_device | unknown | NA | Hoog | Ventilator | Technical | Pulmonary | NA
74 | HULBUS - Techn. Failure (32) | device | vent_device | vent_device | unknown | NA | Hoog | Ventilator | Technical | Pulmonary | NA
75 | HULBUS - Techn. Failure (35) | device | vent_device | vent_device | unknown | NA | Hoog | Ventilator | Technical | Pulmonary | NA
76 | HULBUS - Techn. Failure (36) | device | vent_device | vent_device | unknown | NA | Hoog | Ventilator | Technical | Pulmonary | NA
77 | HULBUS - Verbinding verbroken | device | vent_device | vent_device | general | NA | Hoog | Ventilator | Technical | Pulmonary | NA
78 | HULBUS - Vol not reached | mv | vent_mv | Vent_mv | low | 1 | Hoog | Ventilator | Physiological | Pulmonary | lung
79 | HULBUS - Vte high | tv | vent_tv | Vent_tv | high | 1 | Hoog | Ventilator | Physiological | Pulmonary | lung
80 | MEDIBUS - Air temperature high | device | incubator_device | incubator_device | general | NA | Medium | Incubator | Technical | general | NA
81 | MEDIBUS - Air temperature low | device | incubator_device | incubator_device | general | NA | Laag | Incubator | Technical | general | NA
82 | MEDIBUS - Air temperature low | device | incubator_device | incubator_device | general | NA | Medium | Incubator | Technical | general | NA
83 | MEDIBUS - Air temperature sensor inop | device | incubator_device | incubator_device | general | NA | Medium | Incubator | Technical | general | NA
84 | MEDIBUS - Central skin temperature < low limit | temp | incubator_temp | Incubator_temp | low | 1 | Medium | Incubator | Physiological | general | Whole body
85 | MEDIBUS - Central skin temperature > high limit | temp | incubator_temp | Incubator_temp | high | 1 | Medium | Incubator | Physiological | general | Whole body
86 | MEDIBUS - Central skin temperature failure | device | incubator_device | incubator_device | general | NA | Medium | Incubator | Technical | general | NA
87 | MEDIBUS - Check patient | device | incubator_device | incubator_device | general | NA | Medium | Incubator | Technical | general | NA
88 | MEDIBUS - Heated mattress faulty | device | incubator_device | incubator_device | general | NA | Medium | Incubator | Technical | general | NA
89 | MEDIBUS - Hood open - check hood | device | incubator_device | incubator_device | general | NA | Laag | Incubator | Technical | general | NA
90 | MEDIBUS - Humidifier inoperable | device | incubator_device | incubator_device | general | NA | Medium | Incubator | Technical | general | NA
92 | MEDIBUS - Humidity low | device | incubator_device | incubator_device | general | NA | Laag | Incubator | Technical | general | NA
91 | MEDIBUS - Humidity Sensor inoperable | device | incubator_device | incubator_device | general | NA | Medium | Incubator | Technical | general | NA
93 | MEDIBUS - Instellingen verloren | device | incubator_device | incubator_device | general | NA | Medium | Incubator | Technical | general | NA
94 | MEDIBUS - Mattress temperature setting deviation | device | incubator_device | incubator_device | general | NA | Medium | Incubator | Technical | general | NA
95 | MEDIBUS - Radiant heater after 15 mins. operation | device | incubator_device | incubator_device | general | NA | Medium | Incubator | Technical | general | NA
96 | MEDIBUS - Setting, alarm limit or ventilation mode changed | device | incubator_device | incubator_device | general | NA | Medium | Incubator | Technical | general | NA
97 | MEDIBUS - Speaker failure | device | incubator_device | incubator_device | general | NA | Laag | Incubator | Technical | general | NA
98 | MEDIBUS - System fault | device | incubator_device | incubator_device | general | NA | Medium | Incubator | Technical | general | NA
99 | MEDIBUS - Temp. 1 Probe disconnected or fault | device | incubator_device | incubator_device | general | NA | Medium | Incubator | Technical | general | NA
100 | MEDIBUS - Temp. 1 Setting Deviation > 0,5 C | device | incubator_device | incubator_device | general | NA | Laag | Incubator | Technical | general | NA
101 | MEDIBUS - Temp.1 too high | device | incubator_device | incubator_device | general | NA | Medium | Incubator | Technical | general | Whole body
102 | MEDIBUS - Ventilator storing | device | incubator_device | incubator_device | general | NA | Medium | Incubator | Technical | general | NA |  |  |  | Metric
103 | MEDIBUS - Verbinding verbroken | device | incubator_device | incubator_device | general | NA | Hoog | Incubator | Technical | general | NA |  |  |  | hasMeasurementSite | Spatial context
104 | MEDIBUS - Water level low | device | incubator_device | incubator_device | general | NA | Laag | Incubator | Technical | general | NA | PhysiologicalProperty | Metric |  | hasTemporalFeature | Temporal context / phase of a waveform
105 | PHILIPSMONITOR - !!! Ao btn bereik | vascBp | vasc_pressure | vasc_pressure | sign_qual | NA | Hoog | Monitor | Technical | cardiovascular | vascular | AorticPressure_Property | PressureMetric |  | derivedByProcess | Specifies computational / analytic derivation
106 | PHILIPSMONITOR - !!! Ao btn bereik | vascBp | vasc_pressure | vasc_pressure | sign_qual | NA | Medium | Monitor | Technical | cardiovascular | vascular | AorticPressure_Property | PressureMetric |  | measuresProperty | Link to physiological meanin
107 | PHILIPSMONITOR - ?? AoM hoog og | vascBp | vasc_pressure | vasc_pressure | high | 1 | Medium | Monitor | Physiological | cardiovascular | vascular | AorticPressure_Property | PressureMetric |  | hasState | alarm-relevant state
108 | PHILIPSMONITOR - ?? AoM laag ag | vascBp | vasc_pressure | vasc_pressure | low | 1 | Medium | Monitor | Physiological | cardiovascular | vascular | AorticPressure_Property | PressureMetric
109 | PHILIPSMONITOR - ?? AoS hoog og | vascBp | vasc_pressure | vasc_pressure | high | 1 | Medium | Monitor | Physiological | cardiovascular | vascular | AorticPressure_Property | PressureMetric
110 | PHILIPSMONITOR - ?? AoS laag ag | vascBp | vasc_pressure | vasc_pressure | low | 1 | Medium | Monitor | Physiological | cardiovascular | vascular | AorticPressure_Property | PressureMetric
135 | PHILIPSMONITOR - ?? awRF hoog g | vascBp | vasc_pressure | vasc_pressure | high | 1 | Medium | Monitor | Physiological | Pulmonary | lung | RespiratoryRate_Property | RespiratoryRateMetric
136 | PHILIPSMONITOR - ?? awRF laag g | vascBp | vasc_pressure | vasc_pressure | low | 1 | Medium | Monitor | Physiological | Pulmonary | lung | RespiratoryRate_Property | RespiratoryRateMetric
111 | PHILIPSMONITOR - ?? CPP hoog og | vascBp | vasc_pressure | vasc_pressure | high | 1 | Medium | Monitor | Physiological | cardiovascular | vascular
112 | PHILIPSMONITOR - ?? CPP laag ag | vascBp | vasc_pressure | vasc_pressure | low | 1 | Medium | Monitor | Physiological | cardiovascular | vascular
113 | PHILIPSMONITOR - ?? CVDm laag g | vascBp | vasc_pressure | vasc_pressure | low | 1 | Medium | Monitor | Physiological | cardiovascular | vascular
137 | PHILIPSMONITOR - ?? etCO2 hoog | gas | co2 | co2 | high | 1 | Medium | Monitor | Physiological | Pulmonary | lung
114 | PHILIPSMONITOR - ?? EXTs hoog g | vascBp | vasc_pressure | vasc_pressure | high | 1 | Medium | Monitor | Physiological | cardiovascular | vascular
115 | PHILIPSMONITOR - ?? ICPm hoog g | brain_sensor | brain_pressure | brain_pressure | high | 1 | Medium | Monitor | Physiological | brain | brain
116 | PHILIPSMONITOR - ?? ICPm laag g | brain_sensor | brain_pressure | brain_pressure | low | 1 | Medium | Monitor | Physiological | brain | brain
138 | PHILIPSMONITOR - ?? imCO2 hoog | gas | co2 | CO2 | high | 1 | Medium | Monitor | Physiological | Pulmonary | lung
117 | PHILIPSMONITOR - ?? PAPd hoog g | vascBp | vasc_pressure | vasc_pressure | high | 1 | Medium | Monitor | Physiological | cardiovascular | vascular
118 | PHILIPSMONITOR - ?? PAPm hoog g | vascBp | vasc_pressure | vasc_pressure | high | 1 | Medium | Monitor | Physiological | cardiovascular | vascular
119 | PHILIPSMONITOR - ?? Pm laag aag | vascBp | vasc_pressure | vasc_pressure | low | 1 | Medium | Monitor | Physiological | cardiovascular | vascular
120 | PHILIPSMONITOR - ?? Ps hoog oog | vascBp | vasc_pressure | vasc_pressure | high | 1 | Medium | Monitor | Physiological | cardiovascular | vascular
124 | PHILIPSMONITOR - ?? SpO2l hoog | sat | spo2 | spo2 | high | 1 | Medium | Monitor | Physiological | Pulmonary | lung
125 | PHILIPSMONITOR - ?? SpO2po hoog | sat | spo2 | spo2 | high | 1 | Medium | Monitor | Physiological | Pulmonary | lung
126 | PHILIPSMONITOR - ?? SpO2po laag | sat | spo2 | spo2 | low | 1 | Medium | Monitor | Physiological | Pulmonary | lung
127 | PHILIPSMONITOR - ?? SpO2pr hoog | sat | spo2 | spo2 | high | 1 | Medium | Monitor | Physiological | Pulmonary | lung
128 | PHILIPSMONITOR - ?? SpO2pr laag | sat | spo2 | spo2 | low | 1 | Medium | Monitor | Physiological | Pulmonary | lung
129 | PHILIPSMONITOR - ?? SpO2r hoog | sat | spo2 | spo2 | high | 1 | Medium | Monitor | Physiological | Pulmonary | lung
121 | PHILIPSMONITOR - ?? ST-II laag | ecg | ecg | ecg | low | 1 | Medium | Monitor | Physiological | cardiovascular | heart
122 | PHILIPSMONITOR - ?? ST-V hoog g | ecg | ecg | ecg | high | 1 | Medium | Monitor | Physiological | cardiovascular | heart
123 | PHILIPSMONITOR - ?? ST-V laag g | ecg | ecg | ecg | low | 1 | Medium | Monitor | Physiological | cardiovascular | heart
130 | PHILIPSMONITOR - ?? Temp hoog | temp | temp | temp | na_high | 1 | Medium | Monitor | Physiological | general | Whole body
131 | PHILIPSMONITOR - ?? Thuid hoog | temp | temp | temp | skin_high | 1 | Medium | Monitor | Physiological | general | Whole body
132 | PHILIPSMONITOR - ?? Thuid laag | temp | temp | temp | skin_low | 1 | Medium | Monitor | Physiological | general | Whole body
133 | PHILIPSMONITOR - ?? Tkern hoog | temp | temp | temp | core_high | 1 | Medium | Monitor | Physiological | general | Whole body
134 | PHILIPSMONITOR - ?? Tkern laag | temp | temp | temp | core_low | 1 | Medium | Monitor | Physiological | general | Whole body
139 | PHILIPSMONITOR - ??? Ao losgeraakt | vascBp | vasc_pressure | vasc_pressure | sens_malfunction | NA | Hoog | Monitor | Technical | cardiovascular | NA
140 | PHILIPSMONITOR - ??? Brady (pols) | pols | hr | hr | low | 1 | Hoog | Monitor | Physiological | cardiovascular | heart
141 | PHILIPSMONITOR - ??? Desaturatie | sat | spo2 | spo2 | low | 2 | Hoog | Monitor | Physiological | Pulmonary | lung
142 | PHILIPSMONITOR - ??? P losgeraakt t | vascBp | vasc_pressure | vasc_pressure | sens_malfunction | NA | Hoog | Monitor | Technical | cardiovascular | NA
143 | PHILIPSMONITOR - ??? PAP losgeraakt | vascBp | vasc_pressure | vasc_pressure | sens_malfunction | NA | Hoog | Monitor | Technical | cardiovascular | NA
144 | PHILIPSMONITOR - ???ALARM LOW | ext | unknown | unknown | low | NA | Hoog | Monitor | Physiological | unknown | NA
145 | PHILIPSMONITOR - ???Alarm Low Ch3 | ext | unknown | unknown | low | NA | Hoog | Monitor | Physiological | unknown | NA
146 | PHILIPSMONITOR - ???Alarm Low Ch4 | ext | unknown | unknown | low | NA | Hoog | Monitor | Physiological | unknown | NA
147 | PHILIPSMONITOR - ??SDM HI/LO tcpCO2 | gas | co2 | co2 | unknown | NA | Medium | Monitor | Physiological | Pulmonary | lung
148 | PHILIPSMONITOR - ??SDM HI/LO tcpO2 | gas | co2 | co2 | unknown | NA | Medium | Monitor | Physiological | Pulmonary | lung
149 | PHILIPSMONITOR - ??STE III ,aVF | ecg | ecg | ecg | rhythm_variation | NA | Medium | Monitor | Physiological | cardiovascular | heart
150 | PHILIPSMONITOR - ?Temp contr.bron | temp | temp | temp | sens_malfunction | NA | Laag | Monitor | Technical | general | NA
151 | PHILIPSMONITOR - ABP artefact | abp | abp | abp | sign_qual | NA | Laag | Monitor | Technical | cardiovascular | NA
152 | PHILIPSMONITOR - ABP buiten bereik | abp | abp | abp | sign_qual | NA | Hoog | Monitor | Technical | cardiovascular | NA
153 | PHILIPSMONITOR - ABP buiten bereik | abp | abp | abp | sign_qual | NA | Medium | Monitor | Technical | cardiovascular | NA
154 | PHILIPSMONITOR - ABP contr.nulling | abp | abp | abp | sens_malfunction | NA | Laag | Monitor | Technical | cardiovascular | NA
155 | PHILIPSMONITOR - ABP geen transducer | abp | abp | abp | sens_malfunction | NA | Medium | Monitor | Technical | cardiovascular | NA
156 | PHILIPSMONITOR - ABP losgeraakt | abp | abp | abp | sens_malfunction | NA | Hoog | Monitor | Technical | cardiovascular | NA
157 | PHILIPSMONITOR - ABP pulseert niet | abp | abp | abp | sens_malfunction | NA | Medium | Monitor | Technical | cardiovascular | NA
158 | PHILIPSMONITOR - ABP slecht signaal | abp | abp | abp | sign_qual | NA | Medium | Monitor | Technical | cardiovascular | NA
159 | PHILIPSMONITOR - ABP uit gedaan | abp | abp | abp | general | NA | Medium | Monitor | Technical | cardiovascular | NA
160 | PHILIPSMONITOR - ABP verkleinen | abp | abp | abp | high | 1 | Laag | Monitor | Physiological | cardiovascular | NA
161 | PHILIPSMONITOR - ABPd hoog | abp | abp | abp | high | 1 | Medium | Monitor | Physiological | cardiovascular | vascular
162 | PHILIPSMONITOR - ABPd laag | abp | abp | abp | low | 1 | Medium | Monitor | Physiological | cardiovascular | vascular
163 | PHILIPSMONITOR - ABPm hoog | abp | abp | abp | high | 1 | Hoog | Monitor | Physiological | cardiovascular | vascular
164 | PHILIPSMONITOR - ABPm hoog | abp | abp | abp | high | 1 | Medium | Monitor | Physiological | cardiovascular | vascular
165 | PHILIPSMONITOR - ABPm laag | abp | abp | abp | low | 1 | Medium | Monitor | Physiological | cardiovascular | vascular
166 | PHILIPSMONITOR - ABPmLaag | abp | abp | abp | low | 1 | Hoog | Monitor | Physiological | cardiovascular | vascular
168 | PHILIPSMONITOR - ABPs hoog | abp | abp | abp | high | 1 | Hoog | Monitor | Physiological | cardiovascular | vascular
169 | PHILIPSMONITOR - ABPs hoog | abp | abp | abp | high | 1 | Medium | Monitor | Physiological | cardiovascular | vascular
167 | PHILIPSMONITOR - ABPs Laag | abp | abp | abp | low | 1 | Hoog | Monitor | Physiological | cardiovascular | vascular
170 | PHILIPSMONITOR - ABPs laag | abp | abp | abp | low | 1 | Medium | Monitor | Physiological | cardiovascular | vascular
172 | PHILIPSMONITOR - Ao artefact | vascBp | vasc_pressure | vasc_pressure | sign_qual | NA | Laag | Monitor | Technical | cardiovascular | NA
173 | PHILIPSMONITOR - Ao contr. nulling | vascBp | vasc_pressure | vasc_pressure | sens_malfunction | NA | Laag | Monitor | Technical | cardiovascular | NA
174 | PHILIPSMONITOR - Ao geen puls | vascBp | vasc_pressure | vasc_pressure | sens_malfunction | NA | Medium | Monitor | Technical | cardiovascular | NA
175 | PHILIPSMONITOR - Ao geen transducer | vascBp | vasc_pressure | vasc_pressure | sens_malfunction | NA | Medium | Monitor | Technical | cardiovascular | NA
176 | PHILIPSMONITOR - Ao slecht signaal | vascBp | vasc_pressure | vasc_pressure | sign_qual | NA | Medium | Monitor | Technical | cardiovascular | NA
171 | PHILIPSMONITOR - Ao Wijzig schl hl | vascBp | vasc_pressure | vasc_pressure | sign_qual | NA | Laag | Monitor | Technical | cardiovascular | NA
177 | PHILIPSMONITOR - Apneu | ecg | apnea | apneu | low | 2 | Hoog | Monitor | Physiological | Pulmonary | lung
178 | PHILIPSMONITOR - App. contr. | device | device | device | general | NA | Medium | Monitor | Technical | general | NA
179 | PHILIPSMONITOR - App. contr. conf. | device | device | device | general | NA | Medium | Monitor | Technical | general | NA
180 | PHILIPSMONITOR - App. niet onderst. | device | device | device | general | NA | Medium | Monitor | Technical | general | NA
181 | PHILIPSMONITOR - Asystolie | ecg | asystolie | asystolie | low | 2 | Hoog | Monitor | Physiological | cardiovascular | heart
182 | PHILIPSMONITOR - BATTERY LOW | device | device | device | general | NA | Medium | Monitor | Technical | general | NA
183 | PHILIPSMONITOR - Brady (pols) | pols | hr | hr | low | 1 | Hoog | Monitor | Physiological | cardiovascular | heart
184 | PHILIPSMONITOR - C elektrode los | ecg | ecg | ecg | sens_malfunction | NA | Medium | Monitor | Technical | cardiovascular | NA
185 | PHILIPSMONITOR - C.O. uit gedaan n | berek | vasc_output | vasc_output | general | NA | Medium | Monitor | Technical | cardiovascular | NA
186 | PHILIPSMONITOR - CCO geen ABP | berek | vasc_output | vasc_output | sens_malfunction | NA | Laag | Monitor | Technical | cardiovascular | NA
187 | PHILIPSMONITOR - CCO/geen bloedtemp | berek | vasc_output | vasc_output | sens_malfunction | NA | Medium | Monitor | Technical | cardiovascular | NA
188 | PHILIPSMONITOR - CO2 app. defect | gas | co2 | co2 | sens_malfunction | NA | Medium | Monitor | Technical | Pulmonary | NA
189 | PHILIPSMONITOR - CO2 auto nulling | gas | co2 | co2 | sign_qual | NA | Laag | Monitor | Technical | Pulmonary | NA
190 | PHILIPSMONITOR - CO2 ctr adapter er | gas | co2 | co2 | sens_malfunction | NA | Medium | Monitor | Technical | Pulmonary | NA
191 | PHILIPSMONITOR - CO2 geen sensor or | gas | co2 | co2 | sens_malfunction | NA | Medium | Monitor | Technical | Pulmonary | NA
192 | PHILIPSMONITOR - CO2 geen slang | gas | co2 | co2 | sens_malfunction | NA | Medium | Monitor | Technical | general | NA
193 | PHILIPSMONITOR - CO2 null. misl. | gas | co2 | co2 | sens_malfunction | NA | Medium | Monitor | Technical | Pulmonary | NA
194 | PHILIPSMONITOR - CO2 pomp uit | gas | co2 | co2 | general | NA | Laag | Monitor | Technical | general | NA
195 | PHILIPSMONITOR - CO2 sens.opwarm | gas | co2 | co2 | sign_qual | NA | Laag | Monitor | Technical | Pulmonary | NA
196 | PHILIPSMONITOR - CO2 sens.opwarm | gas | co2 | co2 | sign_qual | NA | Medium | Monitor | Technical | Pulmonary | NA
197 | PHILIPSMONITOR - CO2 te groot | gas | co2 | co2 | sens_malfunction | NA | Medium | Monitor | Physiological | Pulmonary | lung
198 | PHILIPSMONITOR - CO2 wzig schaal l | gas | co2 | co2 | sign_qual | NA | Laag | Monitor | Technical | Pulmonary | NA
207 | PHILIPSMONITOR - Contr SyncOut-kabl | device | device | device | general | NA | Medium | Monitor | Technical | general | NA
208 | PHILIPSMONITOR - Contr. Instellingen | device | device | device | general | NA | Medium | Monitor | Technical | general | NA
209 | PHILIPSMONITOR - Contr. SpeedPoint | device | device | device | general | NA | Medium | Monitor | Technical | general | NA
210 | PHILIPSMONITOR - Contrl touchscreen | device | device | device | general | NA | Laag | Monitor | Technical | general | NA
211 | PHILIPSMONITOR - Control ECG-kabel | device | device | device | general | NA | Medium | Monitor | Technical | cardiovascular | NA
212 | PHILIPSMONITOR - Control. pat-ID | device | device | device | general | NA | Medium | Monitor | Technical | general | NA
199 | PHILIPSMONITOR - CPP contr.bron on | vascBp | vasc_pressure | vasc_pressure | sens_malfunction | NA | Medium | Monitor | Technical | cardiovascular | NA
200 | PHILIPSMONITOR - CVD artefact | vascBp | vasc_pressure | vasc_pressure | sign_qual | NA | Laag | Monitor | Technical | cardiovascular | NA
201 | PHILIPSMONITOR - CVD buiten bereik | vascBp | vasc_pressure | vasc_pressure | sign_qual | NA | Hoog | Monitor | Technical | cardiovascular | NA
202 | PHILIPSMONITOR - CVD buiten bereik | vascBp | vasc_pressure | vasc_pressure | sign_qual | NA | Medium | Monitor | Technical | cardiovascular | NA
203 | PHILIPSMONITOR - CVD contr.nulling | vascBp | vasc_pressure | vasc_pressure | sign_qual | NA | Laag | Monitor | Technical | cardiovascular | NA
204 | PHILIPSMONITOR - CVD geen transducer | vascBp | vasc_pressure | vasc_pressure | sens_malfunction | NA | Medium | Monitor | Technical | cardiovascular | NA
205 | PHILIPSMONITOR - CVD verkleinen | vascBp | vasc_pressure | vasc_pressure | low | 1 | Laag | Monitor | Physiological | cardiovascular | vascular
206 | PHILIPSMONITOR - CVDm hoog | vascBp | vasc_pressure | vasc_pressure | high | 1 | Medium | Monitor | Physiological | cardiovascular | vascular
213 | PHILIPSMONITOR - Defect FMS-meting | device | device | device | general | NA | Medium | Monitor | Technical | general | NA
214 | PHILIPSMONITOR - Defect MON-meting | device | device | device | general | NA | Medium | Monitor | Technical | general | NA
215 | PHILIPSMONITOR - Delta SpO2 contr. bron | sat | spo2 | spo2 | sens_malfunction | NA | Laag | Monitor | Technical | general | NA
216 | PHILIPSMONITOR - Desaturatie | sat | spo2 | spo2 | low | 2 | Hoog | Monitor | Physiological | Pulmonary | lung
217 | PHILIPSMONITOR - Doublet PVC's | ecg | ecg | ecg | rhythm_variation | NA | Laag | Monitor | Physiological | cardiovascular | heart
218 | PHILIPSMONITOR - E Afl. los s | ecg | ecg | ecg | sens_malfunction | NA | Medium | Monitor | Technical | cardiovascular | NA
219 | PHILIPSMONITOR - EC10 defect t | device | device | ecg | general | NA | Medium | Monitor | Technical | general | NA
220 | PHILIPSMONITOR - EC10 ontkoppeld | device | device | ecg | general | NA | Medium | Monitor | Technical | general | NA
221 | PHILIPSMONITOR - ECG alarm(n) uit | ecg | ecg | ecg | general | NA | Laag | Monitor | Technical | cardiovascular | NA
222 | PHILIPSMONITOR - ECG alle leads los | ecg | ecg | ecg | sens_malfunction | NA | Medium | Monitor | Technical | cardiovascular | NA
223 | PHILIPSMONITOR - ECG defect ct | ecg | ecg | ecg | sens_malfunction | NA | Medium | Monitor | Technical | cardiovascular | NA
224 | PHILIPSMONITOR - ECG ruissignaal | ecg | ecg | ecg | sign_qual | NA | Medium | Monitor | Technical | cardiovascular | NA
225 | PHILIPSMONITOR - ECG storing in F | ecg | ecg | ecg | sign_qual | NA | Laag | Monitor | Technical | cardiovascular | NA
226 | PHILIPSMONITOR - ECG storing in L | ecg | ecg | ecg | sign_qual | NA | Laag | Monitor | Technical | cardiovascular | NA
227 | PHILIPSMONITOR - ECG storing in R | ecg | ecg | ecg | sign_qual | NA | Laag | Monitor | Technical | cardiovascular | NA
228 | PHILIPSMONITOR - ECG/arr-alrmn uit | ecg | ecg | ecg | general | NA | Laag | Monitor | Technical | cardiovascular | NA
236 | PHILIPSMONITOR - Einde onreg. HF | ecg | ecg | ecg | general | NA | Laag | Monitor | Technical | cardiovascular | heart
237 | PHILIPSMONITOR - EtCO2 laag | gas | co2 | co2 | low | 1 | Medium | Monitor | Physiological | Pulmonary | lung
229 | PHILIPSMONITOR - EXCESSIVE LIGHT | ext | unknown | unknown | unknown | NA | Medium | Monitor | Technical | unknown | NA
231 | PHILIPSMONITOR - EXT artefact | ext | unknown | unknown | unknown | NA | Laag | Monitor | Technical | cardiovascular | NA
232 | PHILIPSMONITOR - EXT buiten bereik | ext | unknown | unknown | unknown | NA | Medium | Monitor | Technical | cardiovascular | NA
238 | PHILIPSMONITOR - Ext CNTR CONFIG | ext | unknown | unknown | unknown | NA | Medium | Monitor | Technical | cardiovascular | NA
233 | PHILIPSMONITOR - EXT contr. Nulling | ext | unknown | unknown | unknown | NA | Laag | Monitor | Technical | cardiovascular | NA
230 | PHILIPSMONITOR - EXT Geen transdcr | ext | unknown | unknown | unknown | NA | Medium | Monitor | Technical | cardiovascular | NA
234 | PHILIPSMONITOR - EXT pulseert niet | ext | unknown | unknown | unknown | NA | Medium | Monitor | Technical | cardiovascular | NA
235 | PHILIPSMONITOR - EXT verkleinen | ext | unknown | unknown | unknown | NA | Laag | Monitor | Technical | cardiovascular | NA
239 | PHILIPSMONITOR - Extr. lage hartfreq. | ecg | hr | hr | low | 2 | Hoog | Monitor | Physiological | cardiovascular | heart
240 | PHILIPSMONITOR - Extreme Tachy | ecg | hr | hr | high | 2 | Hoog | Monitor | Physiological | cardiovascular | heart
241 | PHILIPSMONITOR - F elektrode los | ecg | ecg | ecg | sens_malfunction | NA | Medium | Monitor | Technical | cardiovascular | NA
242 | PHILIPSMONITOR - FMS ontkoppeld | device | device | device | general | NA | Medium | Monitor | Technical | general | NA
244 | PHILIPSMONITOR - Geen app.geg. | device | device | device | general | NA | Medium | Monitor | Technical | general | NA
243 | PHILIPSMONITOR - Geen Centrale Bew. | device | device | device | general | NA | Medium | Monitor | Technical | general | NA
245 | PHILIPSMONITOR - Geen kal. voor CCO | berek | vasc_output | vasc_output | sens_malfunction | NA | Laag | Monitor | Technical | cardiovascular | NA
246 | PHILIPSMONITOR - Gemiste slag | ecg | ecg | ecg | rhythm_variation | NA | Laag | Monitor | Physiological | cardiovascular | heart
247 | PHILIPSMONITOR - HF hoog | ecg | hr | hr | high | 1 | Laag | Monitor | Physiological | cardiovascular | heart
248 | PHILIPSMONITOR - HF hoog | ecg | hr | hr | high | 1 | Medium | Monitor | Physiological | cardiovascular | heart
249 | PHILIPSMONITOR - HF onregelmatig | ecg | ecg | ecg | rhythm_variation | NA | Laag | Monitor | Physiological | cardiovascular | heart
252 | PHILIPSMONITOR - ICP artefact | brain_sensor | brain_pressure | brain_pressure | sign_qual | NA | Laag | Monitor | Technical | brain | NA
253 | PHILIPSMONITOR - ICP buiten bereik | brain_sensor | brain_pressure | brain_pressure | sign_qual | NA | Medium | Monitor | Technical | brain | NA
250 | PHILIPSMONITOR - ICP Geen transdcr | brain_sensor | brain_pressure | brain_pressure | sens_malfunction | NA | Medium | Monitor | Technical | brain | NA
254 | PHILIPSMONITOR - ICP ontkoppeld ld | brain_sensor | brain_pressure | brain_pressure | sens_malfunction | NA | Medium | Monitor | Technical | brain | NA
251 | PHILIPSMONITOR - ICP Wijzig schl l | brain_sensor | brain_pressure | brain_pressure | sign_qual | NA | Laag | Monitor | Technical | brain | NA
255 | PHILIPSMONITOR - L elektrode los | ecg | ecg | ecg | sens_malfunction | NA | Medium | Monitor | Technical | cardiovascular | NA
257 | PHILIPSMONITOR - Lage ademfreq. | ecg | rr | rr | low | 1 | Medium | Monitor | Physiological | Pulmonary | lung
258 | PHILIPSMONITOR - Lage hartfreq. | ecg | hr | hr | low | 1 | Laag | Monitor | Physiological | cardiovascular | heart
259 | PHILIPSMONITOR - Lage hartfreq. | ecg | hr | hr | low | 1 | Medium | Monitor | Physiological | cardiovascular | heart
256 | PHILIPSMONITOR - LAN incompatibel | device | device | device | general | NA | Medium | Monitor | Technical | general | NA
264 | PHILIPSMONITOR - Meting uitgeschakeld | device | device | device | general | NA | Medium | Monitor | Technical | general | NA
260 | PHILIPSMONITOR - MMS onmogelijk | device | device | device | general | NA | Medium | Monitor | Technical | general | NA
261 | PHILIPSMONITOR - MMS ontkoppeld | device | device | device | general | NA | Medium | Monitor | Technical | general | NA
262 | PHILIPSMONITOR - MMSExt.nietonderst | device | device | device | general | NA | Medium | Monitor | Technical | general | NA
263 | PHILIPSMONITOR - MMX losgekop. p. | device | device | device | general | NA | Medium | Monitor | Technical | general | NA
265 | PHILIPSMONITOR - Multivorm PVC's | ecg | ecg | ecg | rhythm_variation | NA | Laag | Monitor | Physiological | cardiovascular | heart
266 | PHILIPSMONITOR - N elektrode los | ecg | ecg | ecg | sens_malfunction | NA | Medium | Monitor | Technical | cardiovascular | NA
267 | PHILIPSMONITOR - NiBD contr. mancht | manchet | nabp | nabp | sens_malfunction | NA | Medium | Monitor | Technical | cardiovascular | NA
268 | PHILIPSMONITOR - NiBD defect t | manchet | nabp | nabp | sens_malfunction | NA | Medium | Monitor | Technical | cardiovascular | NA
269 | PHILIPSMONITOR - NiBD manch.ovrdruk | manchet | nabp | nabp | sens_malfunction | NA | Hoog | Monitor | Technical | cardiovascular | NA
270 | PHILIPSMONITOR - NiBD meting faalde | manchet | nabp | nabp | sens_malfunction | NA | Medium | Monitor | Technical | cardiovascular | NA
271 | PHILIPSMONITOR - NiBD onderbroken | manchet | nabp | nabp | general | NA | Medium | Monitor | Technical | cardiovascular | NA
272 | PHILIPSMONITOR - NiBD uit gedaan | manchet | nabp | nabp | general | NA | Medium | Monitor | Technical | cardiovascular | NA
273 | PHILIPSMONITOR - NiBDd hoog | manchet | nabp | nabp | high | 1 | Medium | Monitor | Physiological | cardiovascular | vascular
274 | PHILIPSMONITOR - NiBDd laag | manchet | nabp | nabp | low | 1 | Medium | Monitor | Physiological | cardiovascular | vascular
275 | PHILIPSMONITOR - NiBDm hoog | manchet | nabp | nabp | high | 1 | Medium | Monitor | Physiological | cardiovascular | vascular
276 | PHILIPSMONITOR - NiBDm laag | manchet | nabp | nabp | low | 1 | Medium | Monitor | Physiological | cardiovascular | vascular
277 | PHILIPSMONITOR - NiBDs hoog | manchet | nabp | nabp | high | 1 | Medium | Monitor | Physiological | cardiovascular | vascular
278 | PHILIPSMONITOR - NiBDs laag | manchet | nabp | nabp | low | 1 | Medium | Monitor | Physiological | cardiovascular | vascular
279 | PHILIPSMONITOR - Niet te leren ECG | ecg | ecg | ecg | sign_qual | NA | Medium | Monitor | Technical | cardiovascular | NA
280 | PHILIPSMONITOR - Niet te leren ST | ecg | ecg | ecg | sign_qual | NA | Laag | Monitor | Technical | cardiovascular | NA
283 | PHILIPSMONITOR - P artefact t | vascBp | vasc_pressure | vasc_pressure | sign_qual | NA | Laag | Monitor | Technical | cardiovascular | NA
284 | PHILIPSMONITOR - P contr.nulling g | vascBp | vasc_pressure | vasc_pressure | sign_qual | NA | Laag | Monitor | Technical | cardiovascular | NA
281 | PHILIPSMONITOR - P Geen transdcr r | vascBp | vasc_pressure | vasc_pressure | sens_malfunction | NA | Medium | Monitor | Technical | cardiovascular | NA
285 | PHILIPSMONITOR - P slecht signaal l | vascBp | vasc_pressure | vasc_pressure | sign_qual | NA | Medium | Monitor | Technical | cardiovascular | NA
282 | PHILIPSMONITOR - P Wijzig schl chl | vascBp | vasc_pressure | vasc_pressure | sign_qual | NA | Laag | Monitor | Technical | cardiovascular | NA
287 | PHILIPSMONITOR - PAP artefact | vascBp | vasc_pressure | vasc_pressure | sign_qual | NA | Laag | Monitor | Technical | cardiovascular | NA
288 | PHILIPSMONITOR - PAP contr. Nulling | vascBp | vasc_pressure | vasc_pressure | sign_qual | NA | Laag | Monitor | Technical | cardiovascular | NA
289 | PHILIPSMONITOR - PAP geen puls | vascBp | vasc_pressure | vasc_pressure | sens_malfunction | NA | Medium | Monitor | Technical | cardiovascular | NA
290 | PHILIPSMONITOR - PAP slecht signaal | vascBp | vasc_pressure | vasc_pressure | sign_qual | NA | Medium | Monitor | Technical | cardiovascular | NA
286 | PHILIPSMONITOR - PAP Wijzig schl l | vascBp | vasc_pressure | vasc_pressure | sign_qual | NA | Laag | Monitor | Technical | cardiovascular | NA
295 | PHILIPSMONITOR - Pauze | device | device | device | general | NA | Laag | Monitor | Technical | general | NA
291 | PHILIPSMONITOR - PI contr leeft pat | device | device | device | general | NA | Medium | Monitor | Technical | general | NA
296 | PHILIPSMONITOR - Pols hoog | pols | hr | hr | high | 1 | Medium | Monitor | Physiological | cardiovascular | heart
297 | PHILIPSMONITOR - Pols laag | pols | hr | hr | low | 1 | Medium | Monitor | Physiological | cardiovascular | heart
292 | PHILIPSMONITOR - PPV ABP storingen | abp | abp | abp | sign_qual | NA | Laag | Monitor | Technical | cardiovascular | vascular
293 | PHILIPSMONITOR - PPV contr.bron | abp | abp | abp | sens_malfunction | NA | Laag | Monitor | Technical | cardiovascular | NA
294 | PHILIPSMONITOR - PVC's/min hoog | ecg | ecg | ecg | rhythm_variation | NA | Laag | Monitor | Physiological | cardiovascular | heart
298 | PHILIPSMONITOR - QT-analyse onmog. | ecg | ecg | ecg | sign_qual | NA | Laag | Monitor | Technical | cardiovascular | NA
299 | PHILIPSMONITOR - QTc hoog | ecg | ecg | ecg | rhythm_variation | NA | Medium | Monitor | Physiological | cardiovascular | heart
300 | PHILIPSMONITOR - R elektrode los | ecg | ecg | ecg | sens_malfunction | NA | Medium | Monitor | Technical | Pulmonary | NA
302 | PHILIPSMONITOR - Resp elektr.los | ecg | rr | rr | sens_malfunction | NA | Medium | Monitor | Technical | Pulmonary | NA
303 | PHILIPSMONITOR - Resp grillig | ecg | rr | rr | sign_qual | NA | Laag | Monitor | Technical | Pulmonary | NA
301 | PHILIPSMONITOR - RF hoog | ecg | rr | rr | high | 1 | Medium | Monitor | Physiological | Pulmonary | lung
304 | PHILIPSMONITOR - SDM BATTERY LOW | device | device | device | general | NA | Medium | Monitor | Technical | general | NA
305 | PHILIPSMONITOR - SDM CALIB. RUNNING | device | device | device | general | NA | Medium | Monitor | Technical | general | NA
306 | PHILIPSMONITOR - SDM CALIB. SENS. | device | device | device | general | NA | Medium | Monitor | Technical | general | NA
307 | PHILIPSMONITOR - SDM CHECK APPLI. | device | device | device | general | NA | Medium | Monitor | Technical | general | NA
308 | PHILIPSMONITOR - SDM CONCT SENS. | device | device | device | general | NA | Medium | Monitor | Technical | general | NA
309 | PHILIPSMONITOR - SDM HEATING REDUCD | device | device | device | general | NA | Medium | Monitor | Technical | general | NA
310 | PHILIPSMONITOR - SDM READY FOR USE | device | device | device | general | NA | Medium | Monitor | Technical | general | NA
311 | PHILIPSMONITOR - SDM REMEMBR. SENS. | device | device | device | general | NA | Medium | Monitor | Technical | general | NA
312 | PHILIPSMONITOR - SDM REPLACE GAS | device | device | device | general | NA | Medium | Monitor | Technical | general | NA
313 | PHILIPSMONITOR - SDM SENS. OFF PAT. | device | device | device | general | NA | Medium | Monitor | Technical | general | NA
314 | PHILIPSMONITOR - SDM SITE TIMEOUT | device | device | device | general | NA | Medium | Monitor | Technical | general | NA
315 | PHILIPSMONITOR - SDM SYSTEM MESSAGE | device | device | device | general | NA | Medium | Monitor | Technical | general | NA
316 | PHILIPSMONITOR - SDM T LIM. ACTIVE | device | device | device | general | NA | Medium | Monitor | Technical | general | NA
317 | PHILIPSMONITOR - SDM TC MSG. | device | device | device | general | NA | Medium | Monitor | Technical | general | NA
318 | PHILIPSMONITOR - SDM TC UNSTBL. | device | device | device | general | NA | Medium | Monitor | Technical | general | NA
319 | PHILIPSMONITOR - SENSOR NOT CONN. | ext | unknown | unknown | sens_malfunction | NA | Medium | Monitor | Technical | general | NA
320 | PHILIPSMONITOR - SIGNAL QUALITY | ext | unknown | unknown | sign_qual | NA | Medium | Monitor | Technical | general | NA
324 | PHILIPSMONITOR - SpO2 ctrl sensor r | sat | spo2 | spo2 | sens_malfunction | NA | Laag | Monitor | Technical | Pulmonary | NA | Pulmonary | Lung | PulmonaryOxygenation_process | ArterialOxygenSaturation_property
325 | PHILIPSMONITOR - SpO2 defect | sat | spo2 | spo2 | sens_malfunction | NA | Medium | Monitor | Technical | Pulmonary | NA | Pulmonary | Lung | PulmonaryOxygenation_process | ArterialOxygenSaturation_property
326 | PHILIPSMONITOR - SpO2 geen pols | sat | spo2 | spo2 | sign_qual | NA | Medium | Monitor | Technical | Pulmonary | NA | Pulmonary | Lung | PulmonaryOxygenation_process | ArterialOxygenSaturation_property
327 | PHILIPSMONITOR - SpO2 geen sensor | sat | spo2 | spo2 | sens_malfunction | NA | Medium | Monitor | Technical | Pulmonary | NA | Pulmonary | Lung | PulmonaryOxygenation_process | ArterialOxygenSaturation_property
328 | PHILIPSMONITOR - SpO2 grillig | sat | spo2 | spo2 | sign_qual | NA | Medium | Monitor | Technical | Pulmonary | NA | Pulmonary | Lung | PulmonaryOxygenation_process | ArterialOxygenSaturation_property
329 | PHILIPSMONITOR - SpO2 hoog | sat | spo2 | spo2 | high | 1 | Medium | Monitor | Physiological | Pulmonary | lung | Pulmonary | Lung | PulmonaryOxygenation_process | ArterialOxygenSaturation_property
330 | PHILIPSMONITOR - SpO2 interferentie | sat | spo2 | spo2 | sign_qual | NA | Medium | Monitor | Technical | Pulmonary | NA | Pulmonary | Lung | PulmonaryOxygenation_process | ArterialOxygenSaturation_property
331 | PHILIPSMONITOR - SpO2 l geen puls | sat | spo2 | spo2 | sens_malfunction | NA | Medium | Monitor | Technical | Pulmonary | NA | Pulmonary | Lung | PulmonaryOxygenation_process | ArterialOxygenSaturation_property
332 | PHILIPSMONITOR - SpO2 l geen sensor | sat | spo2 | spo2 | sens_malfunction | NA | Medium | Monitor | Technical | Pulmonary | NA | Pulmonary | Lung | PulmonaryOxygenation_process | ArterialOxygenSaturation_property
333 | PHILIPSMONITOR - SpO2 l onbk. sensor | sat | spo2 | spo2 | sens_malfunction | NA | Medium | Monitor | Technical | Pulmonary | NA | Pulmonary | Lung | PulmonaryOxygenation_process | ArterialOxygenSaturation_property
334 | PHILIPSMONITOR - SpO2 l sensor los | sat | spo2 | spo2 | sens_malfunction | NA | Medium | Monitor | Technical | Pulmonary | NA | Pulmonary | Lung | PulmonaryOxygenation_process | ArterialOxygenSaturation_property
335 | PHILIPSMONITOR - SpO2 l zoekend | sat | spo2 | spo2 | sign_qual | NA | Laag | Monitor | Technical | Pulmonary | NA | Pulmonary | Lung | PulmonaryOxygenation_process | ArterialOxygenSaturation_property
336 | PHILIPSMONITOR - SpO2 laag | sat | spo2 | spo2 | low | 1 | Medium | Monitor | Physiological | Pulmonary | lung | Pulmonary | Lung | PulmonaryOxygenation_process | ArterialOxygenSaturation_property
337 | PHILIPSMONITOR - SpO2 lage PFI | sat | spo2 | spo2 | sign_qual | NA | Laag | Monitor | Technical | Pulmonary | lung | Pulmonary | Lung | PulmonaryOxygenation_process | ArterialOxygenSaturation_property
338 | PHILIPSMONITOR - SpO2 onbk. sensor | sat | spo2 | spo2 | sens_malfunction | NA | Medium | Monitor | Technical | Pulmonary | NA | Pulmonary | Lung | PulmonaryOxygenation_process | ArterialOxygenSaturation_property
339 | PHILIPSMONITOR - SpO2 ontkoppeld | sat | spo2 | spo2 | sens_malfunction | NA | Medium | Monitor | Technical | Pulmonary | NA | Pulmonary | Lung | PulmonaryOxygenation_process | ArterialOxygenSaturation_property
323 | PHILIPSMONITOR - SpO2 Pols? | sat | spo2 | spo2 | sign_qual | NA | Medium | Monitor | Technical | Pulmonary | NA | Pulmonary | Lung | PulmonaryOxygenation_process | ArterialOxygenSaturation_property
340 | PHILIPSMONITOR - SpO2 r defect | sat | spo2 | spo2 | sens_malfunction | NA | Medium | Monitor | Technical | Pulmonary | NA | Pulmonary | Lung | PulmonaryOxygenation_process | ArterialOxygenSaturation_property
341 | PHILIPSMONITOR - SpO2 r geen puls | sat | spo2 | spo2 | sign_qual | NA | Medium | Monitor | Technical | Pulmonary | NA | Pulmonary | Lung | PulmonaryOxygenation_process | ArterialOxygenSaturation_property
342 | PHILIPSMONITOR - SpO2 r geen sensor | sat | spo2 | spo2 | sens_malfunction | NA | Medium | Monitor | Technical | Pulmonary | NA | Pulmonary | Lung | PulmonaryOxygenation_process | ArterialOxygenSaturation_property
343 | PHILIPSMONITOR - SpO2 r grillig | sat | spo2 | spo2 | sign_qual | NA | Medium | Monitor | Technical | Pulmonary | NA | Pulmonary | Lung | PulmonaryOxygenation_process | ArterialOxygenSaturation_property
344 | PHILIPSMONITOR - SpO2 r interferentie | sat | spo2 | spo2 | sign_qual | NA | Medium | Monitor | Technical | Pulmonary | NA | Pulmonary | Lung | PulmonaryOxygenation_process | ArterialOxygenSaturation_property
345 | PHILIPSMONITOR - SpO2 r laag | sat | spo2 | spo2 | low | 1 | Medium | Monitor | Physiological | Pulmonary | lung | Pulmonary | Lung | PulmonaryOxygenation_process | ArterialOxygenSaturation_property
346 | PHILIPSMONITOR - SpO2 r lage PFI | sat | spo2 | spo2 | sign_qual | NA | Laag | Monitor | Technical | Pulmonary | lung | Pulmonary | Lung | PulmonaryOxygenation_process | ArterialOxygenSaturation_property
347 | PHILIPSMONITOR - SpO2 r onbk. sensor | sat | spo2 | spo2 | sens_malfunction | NA | Medium | Monitor | Technical | Pulmonary | NA | Pulmonary | Lung | PulmonaryOxygenation_process | ArterialOxygenSaturation_property
348 | PHILIPSMONITOR - SpO2 r sensor los | sat | spo2 | spo2 | sens_malfunction | NA | Medium | Monitor | Technical | Pulmonary | NA | Pulmonary | Lung | PulmonaryOxygenation_process | ArterialOxygenSaturation_property
349 | PHILIPSMONITOR - SpO2 r zoekend | sat | spo2 | spo2 | sign_qual | NA | Laag | Monitor | Technical | Pulmonary | NA | Pulmonary | Lung | PulmonaryOxygenation_process | ArterialOxygenSaturation_property
350 | PHILIPSMONITOR - SpO2 trage update | sat | spo2 | spo2 | sign_qual | NA | Laag | Monitor | Technical | Pulmonary | NA | Pulmonary | Lung | PulmonaryOxygenation_process | ArterialOxygenSaturation_property
351 | PHILIPSMONITOR - SpO2 zwak signaal | sat | spo2 | spo2 | sign_qual | NA | Laag | Monitor | Technical | Pulmonary | NA | Pulmonary | Lung | PulmonaryOxygenation_process | ArterialOxygenSaturation_property
352 | PHILIPSMONITOR - SpO2-sensor error | sat | spo2 | spo2 | sens_malfunction | NA | Laag | Monitor | Technical | Pulmonary | NA | Pulmonary | Lung | PulmonaryOxygenation_process | ArterialOxygenSaturation_property
353 | PHILIPSMONITOR - SpO2-sensor error | sat | spo2 | spo2 | sens_malfunction | NA | Medium | Monitor | Technical | Pulmonary | NA | Pulmonary | Lung | PulmonaryOxygenation_process | ArterialOxygenSaturation_property
354 | PHILIPSMONITOR - SpO2-sensor los | sat | spo2 | spo2 | sens_malfunction | NA | Medium | Monitor | Technical | Pulmonary | NA | Pulmonary | Lung | PulmonaryOxygenation_process | ArterialOxygenSaturation_property
356 | PHILIPSMONITOR - SpO2l ctrl sensor | sat | spo2 | spo2 | sens_malfunction | NA | Laag | Monitor | Technical | Pulmonary | NA | Pulmonary | Lung | PulmonaryOxygenation_process | ArterialOxygenSaturation_property
357 | PHILIPSMONITOR - SpO2l grillig | sat | spo2 | spo2 | sign_qual | NA | Medium | Monitor | Technical | Pulmonary | NA | Pulmonary | Lung | PulmonaryOxygenation_process | ArterialOxygenSaturation_property
358 | PHILIPSMONITOR - SpO2l intrfrentie | sat | spo2 | spo2 | sign_qual | NA | Medium | Monitor | Technical | Pulmonary | NA | Pulmonary | Lung | PulmonaryOxygenation_process | ArterialOxygenSaturation_property
359 | PHILIPSMONITOR - SpO2l lage PFI | sat | spo2 | spo2 | sign_qual | NA | Laag | Monitor | Technical | Pulmonary | lung | Pulmonary | Lung | PulmonaryOxygenation_process | ArterialOxygenSaturation_property
355 | PHILIPSMONITOR - SpO2l Pols? | sat | spo2 | spo2 | sign_qual | NA | Medium | Monitor | Technical | Pulmonary | NA | Pulmonary | Lung | PulmonaryOxygenation_process | ArterialOxygenSaturation_property
360 | PHILIPSMONITOR - SpO2l sens.defect | sat | spo2 | spo2 | sens_malfunction | NA | Medium | Monitor | Technical | Pulmonary | NA | Pulmonary | Lung | PulmonaryOxygenation_process | ArterialOxygenSaturation_property
361 | PHILIPSMONITOR - SpO2l trageUpdate | sat | spo2 | spo2 | sign_qual | NA | Laag | Monitor | Technical | Pulmonary | NA | Pulmonary | Lung | PulmonaryOxygenation_process | ArterialOxygenSaturation_property
362 | PHILIPSMONITOR - SpO2l zwak signaal | sat | spo2 | spo2 | sign_qual | NA | Laag | Monitor | Technical | Pulmonary | NA | Pulmonary | Lung | PulmonaryOxygenation_process | ArterialOxygenSaturation_property
364 | PHILIPSMONITOR - SpO2po geen puls | sat | spo2 | spo2 | sign_qual | NA | Medium | Monitor | Technical | Pulmonary | NA | Pulmonary | Lung | PulmonaryOxygenation_process | ArterialOxygenSaturation_property
365 | PHILIPSMONITOR - SpO2po geen sensor | sat | spo2 | spo2 | sens_malfunction | NA | Medium | Monitor | Technical | Pulmonary | NA | Pulmonary | Lung | PulmonaryOxygenation_process | ArterialOxygenSaturation_property
366 | PHILIPSMONITOR - SpO2po intrfrentie | sat | spo2 | spo2 | sign_qual | NA | Medium | Monitor | Technical | Pulmonary | NA | Pulmonary | Lung | PulmonaryOxygenation_process | ArterialOxygenSaturation_property
367 | PHILIPSMONITOR - SpO2po lage PFI | sat | spo2 | spo2 | sign_qual | NA | Laag | Monitor | Technical | Pulmonary | lung | Pulmonary | Lung | PulmonaryOxygenation_process | ArterialOxygenSaturation_property
368 | PHILIPSMONITOR - SpO2po ontkoppeld | sat | spo2 | spo2 | sens_malfunction | NA | Medium | Monitor | Technical | Pulmonary | NA | Pulmonary | Lung | PulmonaryOxygenation_process | ArterialOxygenSaturation_property
363 | PHILIPSMONITOR - SpO2po Pols? | sat | spo2 | spo2 | sign_qual | NA | Medium | Monitor | Technical | Pulmonary | NA | Pulmonary | Lung | PulmonaryOxygenation_process | ArterialOxygenSaturation_property
369 | PHILIPSMONITOR - SpO2po sensor los | sat | spo2 | spo2 | sens_malfunction | NA | Medium | Monitor | Technical | Pulmonary | NA | Pulmonary | Lung | PulmonaryOxygenation_process | ArterialOxygenSaturation_property
370 | PHILIPSMONITOR - SpO2po trageUpdate | sat | spo2 | spo2 | sign_qual | NA | Laag | Monitor | Technical | Pulmonary | NA | Pulmonary | Lung | PulmonaryOxygenation_process | ArterialOxygenSaturation_property
371 | PHILIPSMONITOR - SpO2po zoekend | sat | spo2 | spo2 | sign_qual | NA | Laag | Monitor | Technical | Pulmonary | NA | Pulmonary | Lung | PulmonaryOxygenation_process | ArterialOxygenSaturation_property
372 | PHILIPSMONITOR - SpO2pozwak signaal | sat | spo2 | spo2 | sign_qual | NA | Laag | Monitor | Technical | Pulmonary | NA | Pulmonary | Lung | PulmonaryOxygenation_process | ArterialOxygenSaturation_property
374 | PHILIPSMONITOR - SpO2pr ctrl sensor | sat | spo2 | spo2 | sens_malfunction | NA | Laag | Monitor | Technical | Pulmonary | NA | Pulmonary | Lung | PulmonaryOxygenation_process | ArterialOxygenSaturation_property
375 | PHILIPSMONITOR - SpO2pr geen puls | sat | spo2 | spo2 | sign_qual | NA | Medium | Monitor | Technical | Pulmonary | NA | Pulmonary | Lung | PulmonaryOxygenation_process | ArterialOxygenSaturation_property
376 | PHILIPSMONITOR - SpO2pr geen sensor | sat | spo2 | spo2 | sens_malfunction | NA | Medium | Monitor | Technical | Pulmonary | NA | Pulmonary | Lung | PulmonaryOxygenation_process | ArterialOxygenSaturation_property
377 | PHILIPSMONITOR - SpO2pr grillig | sat | spo2 | spo2 | sign_qual | NA | Medium | Monitor | Technical | Pulmonary | NA | Pulmonary | Lung | PulmonaryOxygenation_process | ArterialOxygenSaturation_property
378 | PHILIPSMONITOR - SpO2pr intrfrentie | sat | spo2 | spo2 | sign_qual | NA | Medium | Monitor | Technical | Pulmonary | NA | Pulmonary | Lung | PulmonaryOxygenation_process | ArterialOxygenSaturation_property
379 | PHILIPSMONITOR - SpO2pr lage PFI | sat | spo2 | spo2 | sign_qual | NA | Laag | Monitor | Technical | Pulmonary | lung | Pulmonary | Lung | PulmonaryOxygenation_process | ArterialOxygenSaturation_property
380 | PHILIPSMONITOR - SpO2pr ontkoppeld | sat | spo2 | spo2 | sens_malfunction | NA | Medium | Monitor | Technical | Pulmonary | NA | Pulmonary | Lung | PulmonaryOxygenation_process | ArterialOxygenSaturation_property
373 | PHILIPSMONITOR - SpO2pr Pols? | sat | spo2 | spo2 | sign_qual | NA | Medium | Monitor | Technical | Pulmonary | NA | Pulmonary | Lung | PulmonaryOxygenation_process | ArterialOxygenSaturation_property
381 | PHILIPSMONITOR - SpO2pr sens.defect | sat | spo2 | spo2 | sens_malfunction | NA | Medium | Monitor | Technical | Pulmonary | NA | Pulmonary | Lung | PulmonaryOxygenation_process | ArterialOxygenSaturation_property
382 | PHILIPSMONITOR - SpO2pr sensor los | sat | spo2 | spo2 | sens_malfunction | NA | Medium | Monitor | Technical | Pulmonary | NA | Pulmonary | Lung | PulmonaryOxygenation_process | ArterialOxygenSaturation_property
383 | PHILIPSMONITOR - SpO2pr trageUpdate | sat | spo2 | spo2 | sign_qual | NA | Laag | Monitor | Technical | Pulmonary | NA | Pulmonary | Lung | PulmonaryOxygenation_process | ArterialOxygenSaturation_property
384 | PHILIPSMONITOR - SpO2pr zoekend | sat | spo2 | spo2 | sign_qual | NA | Laag | Monitor | Technical | Pulmonary | NA | Pulmonary | Lung | PulmonaryOxygenation_process | ArterialOxygenSaturation_property
385 | PHILIPSMONITOR - SpO2przwak signaal | sat | spo2 | spo2 | sign_qual | NA | Laag | Monitor | Technical | Pulmonary | NA | Pulmonary | Lung | PulmonaryOxygenation_process | ArterialOxygenSaturation_property
387 | PHILIPSMONITOR - SpO2r ctrl sensor | sat | spo2 | spo2 | sens_malfunction | NA | Laag | Monitor | Technical | Pulmonary | NA | Pulmonary | Lung | PulmonaryOxygenation_process | ArterialOxygenSaturation_property
388 | PHILIPSMONITOR - SpO2r ontkoppeld | sat | spo2 | spo2 | sens_malfunction | NA | Medium | Monitor | Technical | Pulmonary | NA | Pulmonary | Lung | PulmonaryOxygenation_process | ArterialOxygenSaturation_property
386 | PHILIPSMONITOR - SpO2r Pols? | sat | spo2 | spo2 | sign_qual | NA | Medium | Monitor | Technical | Pulmonary | NA | Pulmonary | Lung | PulmonaryOxygenation_process | ArterialOxygenSaturation_property
389 | PHILIPSMONITOR - SpO2r sens.defect | sat | spo2 | spo2 | sens_malfunction | NA | Medium | Monitor | Technical | Pulmonary | NA | Pulmonary | Lung | PulmonaryOxygenation_process | ArterialOxygenSaturation_property
390 | PHILIPSMONITOR - SpO2r trageUpdate | sat | spo2 | spo2 | sign_qual | NA | Laag | Monitor | Technical | Pulmonary | NA | Pulmonary | Lung | PulmonaryOxygenation_process | ArterialOxygenSaturation_property
321 | PHILIPSMONITOR - ST-II hoog | ecg | ecg | ecg | rhythm_variation | NA | Medium | Monitor | Physiological | cardiovascular | heart
391 | PHILIPSMONITOR - Storing in SpO2 | sat | spo2 | spo2 | sign_qual | NA | Medium | Monitor | Technical | Pulmonary | NA
392 | PHILIPSMONITOR - Storing in SpO2 r | sat | spo2 | spo2 | sign_qual | NA | Medium | Monitor | Technical | Pulmonary | NA
393 | PHILIPSMONITOR - Storing in SpO2l | sat | spo2 | spo2 | sign_qual | NA | Medium | Monitor | Technical | Pulmonary | NA
394 | PHILIPSMONITOR - Storing in SpO2po | sat | spo2 | spo2 | sign_qual | NA | Medium | Monitor | Technical | Pulmonary | NA
395 | PHILIPSMONITOR - Storing in SpO2pr | sat | spo2 | spo2 | sign_qual | NA | Medium | Monitor | Technical | Pulmonary | NA
322 | PHILIPSMONITOR - SVR CVD gebruikt t | vascBp | vasc_pressure | vasc_pressure | general | NA | Laag | Monitor | Technical | cardiovascular | NA
396 | PHILIPSMONITOR - Tachy (pols) | pols | hr | hr | high | 2 | Hoog | Monitor | Physiological | cardiovascular | heart
397 | PHILIPSMONITOR - Tbloed geen sensor | temp | temp | temp | sens_malfunction | NA | Medium | Monitor | Technical | general | NA
398 | PHILIPSMONITOR - Tbloed te groot | temp | temp | temp | sens_malfunction | NA | Medium | Monitor | Physiological | general | Whole body
399 | PHILIPSMONITOR - Temp defect | temp | temp | temp | sens_malfunction | NA | Medium | Monitor | Technical | general | NA
400 | PHILIPSMONITOR - Temp geen sensor | temp | temp | temp | sens_malfunction | NA | Medium | Monitor | Technical | general | NA
401 | PHILIPSMONITOR - Temp laag | temp | temp | temp | low | 1 | Medium | Monitor | Physiological | general | Whole body
402 | PHILIPSMONITOR - Temp ontkoppeld | temp | temp | temp | sens_malfunction | NA | Medium | Monitor | Technical | general | NA
403 | PHILIPSMONITOR - Temp te groot | temp | temp | temp | sens_malfunction | NA | Medium | Monitor | Physiological | general | Whole body
404 | PHILIPSMONITOR - Thuid geen sensor | temp | temp | temp | sens_malfunction | NA | Medium | Monitor | Technical | general | NA
405 | PHILIPSMONITOR - Thuid te groot | temp | temp | temp | sens_malfunction | NA | Medium | Monitor | Physiological | general | Whole body
406 | PHILIPSMONITOR - Thuid uit gedaan | temp | temp | temp | skin_general | NA | Medium | Monitor | Technical | general | NA
407 | PHILIPSMONITOR - Tijd voorb:TimerA | device | device | device | general | NA | Medium | Monitor | Technical | general | NA
408 | PHILIPSMONITOR - Tkern geen sensor | temp | temp | temp | sens_malfunction | NA | Medium | Monitor | Technical | general | NA | Integumentary
409 | PHILIPSMONITOR - Tkern uit gedaan | temp | temp | temp | core_general | NA | Medium | Monitor | Technical | general | NA | Integumentary
410 | PHILIPSMONITOR - Tneus geen sensor | temp | temp | temp | sens_malfunction | NA | Medium | Monitor | Technical | general | NA | Integumentary
411 | PHILIPSMONITOR - Trect geen sensor | temp | temp | temp | rect_low | 1 | Medium | Monitor | Physiological | general | Whole body | Integumentary
412 | PHILIPSMONITOR - Trect hoog | temp | temp | temp | sens_malfunction | NA | Medium | Monitor | Technical | general | NA | Integumentary
414 | PHILIPSMONITOR - Trect laag | temp | temp | temp | rect_high | 1 | Medium | Monitor | Physiological | general | Whole body | Integumentary
413 | PHILIPSMONITOR - Trect te groot | temp | temp | temp | sens_malfunction | NA | Medium | Monitor | Physiological | general | Whole body | Integumentary
415 | PHILIPSMONITOR - Ventrikel Fibr/Tachy | ecg | ecg | ecg | arrhythmia | NA | Hoog | Monitor | Physiological | cardiovascular | heart | Cardiovascular | Heart | CardiacContraction_process
416 | PHILIPSMONITOR - Verbinding verbroken | device | device | device | general | NA | Hoog | Monitor | Technical | general | NA
417 | SERVOU - Ademfrequentie hoog | rr | vent_rr | Vent_rr | high | NA | Medium | Ventilator | Physiological | Pulmonary | lung
418 | SERVOU - Ademfrequentie laag | rr | vent_rr | Vent_rr | low | NA | Medium | Ventilator | Physiological | Pulmonary | lung
419 | SERVOU - Apneu | apnea | vent_apneu | vent_apneu | low | NA | Hoog | Ventilator | Physiological | Pulmonary | lung
420 | SERVOU - Beademingsdruk hoog | pressure | vent_pressure | Vent_pressure | high | NA | Hoog | Ventilator | Physiological | Pulmonary | lung
423 | SERVOU - Continue hoge druk | device | vent_device | vent_device | NA | NA | Hoog | Ventilator | Technical | Pulmonary | NA
421 | SERVOU - CPAP hoog | cpap | vent_cpap | Vent_cpap | high | NA | Medium | Ventilator | Physiological | Pulmonary | lung
422 | SERVOU - CPAP laag | cpap | vent_cpap | Vent_cpap | low | NA | Medium | Ventilator | Physiological | Pulmonary | lung
424 | SERVOU - Exp. cass. vervangen | device | vent_device | vent_device | sens_malfunction | NA | Laag | Ventilator | Technical | general | NA
425 | SERVOU - Exp. minuutvol. hoog | mv | vent_mv | Vent_mv | high | NA | Medium | Ventilator | Physiological | Pulmonary | lung
426 | SERVOU - Exp. minuutvol. laag | mv | vent_mv | Vent_mv | low | NA | Hoog | Ventilator | Physiological | Pulmonary | lung
427 | SERVOU - Exp. slang stroming | leak | vent_leak | Vent_leak | high | NA | Medium | Ventilator | Physiological | Pulmonary | lung
428 | SERVOU - Expiratiecassette los | device | vent_device | vent_device | general | NA | Medium | Ventilator | Technical | general | NA
429 | SERVOU - Gastoevoerdruk alarm | device | vent_device | vent_device | supply_issue | NA | Hoog | Ventilator | Technical | Pulmonary | lung
430 | SERVOU - Gastoevoerdruk alarm | device | vent_device | vent_device | supply_issue | NA | Medium | Ventilator | Technical | Pulmonary | lung
431 | SERVOU - Geen con. patintact. | device | vent_device | vent_device | no_pt_activity | NA | Medium | Ventilator | Technical | general | NA
432 | SERVOU - Geen patintactiv. | device | vent_device | vent_device | no_pt_activity | NA | Medium | Ventilator | Technical | general | NA
433 | SERVOU - Grensalarm | unknown | vent_unknown | Vent_unknown | unknown | NA | Hoog | Ventilator | Physiological | Pulmonary | lung
434 | SERVOU - Grensalarm | unknown | vent_unknown | Vent_unknown | unknown | NA | Medium | Ventilator | Physiological | Pulmonary | lung
435 | SERVOU - Insp. druk hoog | pressure | vent_pressure | Vent_pressure | high | NA | Hoog | Ventilator | Physiological | Pulmonary | lung
436 | SERVOU - Lage batterijspanning | device | vent_device | vent_device | general | NA | Medium | Ventilator | Technical | general | NA
437 | SERVOU - O2-concentratie: Hoog | device | vent_device | vent_device | setting_delay | NA | Medium | Ventilator | Technical | Pulmonary | lung
438 | SERVOU - O2-concentratie: Laag | device | vent_device | vent_device | setting_delay | NA | Hoog | Ventilator | Technical | Pulmonary | lung
441 | SERVOU - Patint los > 1 min | discon | vent_disconnection | Vent_disconnection | prolonged | NA | Hoog | Ventilator | Physiological | general | lung
442 | SERVOU - Patintcircuit los | discon | vent_disconnection | Vent_disconnection | short | NA | Hoog | Ventilator | Physiological | general | lung
439 | SERVOU - PEEP hoog | peep | vent_peep | Vent_peep | high | NA | Medium | Ventilator | Physiological | Pulmonary | lung
440 | SERVOU - PEEP laag | peep | vent_peep | Vent_peep | low | NA | Medium | Ventilator | Physiological | Pulmonary | lung
443 | SERVOU - Te veel lekkage | leak | vent_leak | Vent_leak | high | NA | Hoog | Ventilator | Physiological | Pulmonary | lung
444 | SERVOU - Te veel lekkage | leak | vent_leak | Vent_leak | high | NA | Medium | Ventilator | Physiological | Pulmonary | lung
445 | SERVOU - Tijd in wachtstand | device | vent_device | vent_device | general | NA | Hoog | Ventilator | Technical | general | NA
446 | SERVOU - Verbinding verbroken | device | vent_device | vent_device | general | NA | Hoog | Ventilator | Technical | general | NA
447 | SERVOU - Volume uit blokkade | device | vent_device | vent_device | general | NA | Laag | Ventilator | Technical | general | NA
448 | SERVOU - Volume uit blokkade | device | vent_device | vent_device | general | NA | Medium | Ventilator | Technical | general | NA
449 | SERVOU - Werkt op batterijen | device | vent_device | vent_device | general | NA | Laag | Ventilator | Technical | general | NA
450 | TRILOGY - 0x119 | unknown | unknown | unknown | unknown | NA | Bericht | Ventilator | unknown | Pulmonary | NA
451 | TRILOGY - 0x72 | unknown | unknown | unknown | unknown | NA | Hoog | Ventilator | unknown | Pulmonary | NA
452 | TRILOGY - 0x79 | unknown | unknown | unknown | unknown | NA | Hoog | Ventilator | unknown | Pulmonary | NA
453 | TRILOGY - 0xB9 | unknown | unknown | unknown | unknown | NA | Medium | Ventilator | unknown | Pulmonary | NA
454 | TRILOGY - 0xBC | unknown | unknown | unknown | unknown | NA | Hoog | Ventilator | unknown | Pulmonary | NA
455 | TRILOGY - Apneu | apnea | vent_apneu | Vent_apneu | low | NA | Hoog | Ventilator | Physiological | Pulmonary | lung
456 | TRILOGY - Interne batterij leeg | device | vent_device | vent_device | general | NA | Hoog | Ventilator | Technical | general | NA
458 | TRILOGY - Lage inademingsdruk | pressure | vent_pressure | Vent_pressure | low | NA | Hoog | Ventilator | Physiological | Pulmonary | lung
457 | TRILOGY - Lage VTe | tv | vent_tv | Vent_tv | low | NA | Hoog | Ventilator | Physiological | Pulmonary | lung
459 | TRILOGY - Netspanning afwezig | device | vent_device | vent_device | general | NA | Medium | Ventilator | Technical | general | NA
460 | TRILOGY - Verbinding verbroken | device | vent_device | vent_device | general | NA | Hoog | Ventilator | Technical | general | NA
461 | HULBUS - Leak too high_2 | leak | vent_leak | Vent_leak | high | NA | Hoog | Ventilator | Physiological | Pulmonary | lung
462 | PRISMAFLEX - Verbinding verbroken | device | device | NA | general | NA | Hoog | Dialysis | Technical | general | NA
463 | PRISMAFLEX - Algemene systeemfout | device | device | NA | general | NA | Hoog | Dialysis | Technical | general | NA
464 | PHILIPSMONITOR - Tkern te groot | temp | temp | NA | sens_malfunction | NA | Medium | Monitor | Technical | general | NA
465 | PHILIPSMONITOR - ?? ST-I hoog g | ecg | ecg | NA | rhythm_variation | NA | Hoog | Monitor | Physiological | cardiovascular | heart

## Blad2
| Type | Link | Example | EXAMPLE | PHILIPSMONITOR - !!! Ao btn bereik | PHILIPSMONITOR - !!! Ao btn bereik | PHILIPSMONITOR - ?? AoM hoog og | PHILIPSMONITOR - ?? AoM laag ag | PHILIPSMONITOR - ?? AoS hoog og | PHILIPSMONITOR - ?? AoS laag ag | PHILIPSMONITOR - ?? awRF hoog g | PHILIPSMONITOR - ?? awRF laag g | PHILIPSMONITOR - ?? CPP hoog og | PHILIPSMONITOR - ?? CPP laag ag | PHILIPSMONITOR - ?? CVDm laag g | PHILIPSMONITOR - ?? etCO2 hoog | PHILIPSMONITOR - ?? EXTs hoog g | PHILIPSMONITOR - ?? ICPm hoog g | PHILIPSMONITOR - ?? ICPm laag g | PHILIPSMONITOR - ?? imCO2 hoog | PHILIPSMONITOR - ?? PAPd hoog g | PHILIPSMONITOR - ?? PAPm hoog g | PHILIPSMONITOR - ?? Pm laag aag | PHILIPSMONITOR - ?? Ps hoog oog | PHILIPSMONITOR - ?? SpO2l hoog | PHILIPSMONITOR - ?? SpO2po hoog | PHILIPSMONITOR - ?? SpO2po laag | PHILIPSMONITOR - ?? SpO2pr hoog | PHILIPSMONITOR - ?? SpO2pr laag | PHILIPSMONITOR - ?? SpO2r hoog | PHILIPSMONITOR - ?? ST-II laag | PHILIPSMONITOR - ?? ST-V hoog g | PHILIPSMONITOR - ?? ST-V laag g | PHILIPSMONITOR - ?? Temp hoog | PHILIPSMONITOR - ?? Thuid hoog | PHILIPSMONITOR - ?? Thuid laag | PHILIPSMONITOR - ?? Tkern hoog | PHILIPSMONITOR - ?? Tkern laag | PHILIPSMONITOR - ??? Ao losgeraakt | PHILIPSMONITOR - ??? Brady (pols) | PHILIPSMONITOR - ??? Desaturatie | PHILIPSMONITOR - ??? P losgeraakt t | PHILIPSMONITOR - ??? PAP losgeraakt | PHILIPSMONITOR - ???ALARM LOW | PHILIPSMONITOR - ???Alarm Low Ch3 | PHILIPSMONITOR - ???Alarm Low Ch4 | PHILIPSMONITOR - ??SDM HI/LO tcpCO2 | PHILIPSMONITOR - ??SDM HI/LO tcpO2 | PHILIPSMONITOR - ??STE III ,aVF | PHILIPSMONITOR - ?Temp contr.bron | PHILIPSMONITOR - ABP artefact | PHILIPSMONITOR - ABP buiten bereik | PHILIPSMONITOR - ABP buiten bereik | PHILIPSMONITOR - ABP contr.nulling | PHILIPSMONITOR - ABP geen transducer | PHILIPSMONITOR - ABP losgeraakt | PHILIPSMONITOR - ABP pulseert niet | PHILIPSMONITOR - ABP slecht signaal | PHILIPSMONITOR - ABP uit gedaan | PHILIPSMONITOR - ABP verkleinen | PHILIPSMONITOR - ABPd hoog | PHILIPSMONITOR - ABPd laag | PHILIPSMONITOR - ABPm hoog | PHILIPSMONITOR - ABPm hoog | PHILIPSMONITOR - ABPm laag | PHILIPSMONITOR - ABPmLaag | PHILIPSMONITOR - ABPs hoog | PHILIPSMONITOR - ABPs hoog | PHILIPSMONITOR - ABPs Laag | PHILIPSMONITOR - ABPs laag | PHILIPSMONITOR - Ao artefact | PHILIPSMONITOR - Ao contr. nulling | PHILIPSMONITOR - Ao geen puls | PHILIPSMONITOR - Ao geen transducer | PHILIPSMONITOR - Ao slecht signaal | PHILIPSMONITOR - Ao Wijzig schl hl | PHILIPSMONITOR - Apneu | PHILIPSMONITOR - App. contr. | PHILIPSMONITOR - App. contr. conf. | PHILIPSMONITOR - App. niet onderst. | PHILIPSMONITOR - Asystolie | PHILIPSMONITOR - BATTERY LOW | PHILIPSMONITOR - Brady (pols) | PHILIPSMONITOR - C elektrode los | PHILIPSMONITOR - C.O. uit gedaan n | PHILIPSMONITOR - CCO geen ABP | PHILIPSMONITOR - CCO/geen bloedtemp | PHILIPSMONITOR - CO2 app. defect | PHILIPSMONITOR - CO2 auto nulling | PHILIPSMONITOR - CO2 ctr adapter er | PHILIPSMONITOR - CO2 geen sensor or | PHILIPSMONITOR - CO2 geen slang | PHILIPSMONITOR - CO2 null. misl. | PHILIPSMONITOR - CO2 pomp uit | PHILIPSMONITOR - CO2 sens.opwarm | PHILIPSMONITOR - CO2 sens.opwarm | PHILIPSMONITOR - CO2 te groot | PHILIPSMONITOR - CO2 wzig schaal l | PHILIPSMONITOR - Contr SyncOut-kabl | PHILIPSMONITOR - Contr. Instellingen | PHILIPSMONITOR - Contr. SpeedPoint | PHILIPSMONITOR - Contrl touchscreen | PHILIPSMONITOR - Control ECG-kabel | PHILIPSMONITOR - Control. pat-ID | PHILIPSMONITOR - CPP contr.bron on | PHILIPSMONITOR - CVD artefact | PHILIPSMONITOR - CVD buiten bereik | PHILIPSMONITOR - CVD buiten bereik | PHILIPSMONITOR - CVD contr.nulling | PHILIPSMONITOR - CVD geen transducer | PHILIPSMONITOR - CVD verkleinen | PHILIPSMONITOR - CVDm hoog | PHILIPSMONITOR - Defect FMS-meting | PHILIPSMONITOR - Defect MON-meting | PHILIPSMONITOR - Delta SpO2 contr. bron | PHILIPSMONITOR - Desaturatie | PHILIPSMONITOR - Doublet PVC's | PHILIPSMONITOR - E Afl. los s | PHILIPSMONITOR - EC10 defect t | PHILIPSMONITOR - EC10 ontkoppeld | PHILIPSMONITOR - ECG alarm(n) uit | PHILIPSMONITOR - ECG alle leads los | PHILIPSMONITOR - ECG defect ct | PHILIPSMONITOR - ECG ruissignaal | PHILIPSMONITOR - ECG storing in F | PHILIPSMONITOR - ECG storing in L | PHILIPSMONITOR - ECG storing in R | PHILIPSMONITOR - ECG/arr-alrmn uit | PHILIPSMONITOR - Einde onreg. HF | PHILIPSMONITOR - EtCO2 laag | PHILIPSMONITOR - EXCESSIVE LIGHT | PHILIPSMONITOR - EXT artefact | PHILIPSMONITOR - EXT buiten bereik | PHILIPSMONITOR - Ext CNTR CONFIG | PHILIPSMONITOR - EXT contr. Nulling | PHILIPSMONITOR - EXT Geen transdcr | PHILIPSMONITOR - EXT pulseert niet | PHILIPSMONITOR - EXT verkleinen | PHILIPSMONITOR - Extr. lage hartfreq. | PHILIPSMONITOR - Extreme Tachy | PHILIPSMONITOR - F elektrode los | PHILIPSMONITOR - FMS ontkoppeld | PHILIPSMONITOR - Geen app.geg. | PHILIPSMONITOR - Geen Centrale Bew. | PHILIPSMONITOR - Geen kal. voor CCO | PHILIPSMONITOR - Gemiste slag | PHILIPSMONITOR - HF hoog | PHILIPSMONITOR - HF hoog | PHILIPSMONITOR - HF onregelmatig | PHILIPSMONITOR - ICP artefact | PHILIPSMONITOR - ICP buiten bereik | PHILIPSMONITOR - ICP Geen transdcr | PHILIPSMONITOR - ICP ontkoppeld ld | PHILIPSMONITOR - ICP Wijzig schl l | PHILIPSMONITOR - L elektrode los | PHILIPSMONITOR - Lage ademfreq. | PHILIPSMONITOR - Lage hartfreq. | PHILIPSMONITOR - Lage hartfreq. | PHILIPSMONITOR - LAN incompatibel | PHILIPSMONITOR - Meting uitgeschakeld | PHILIPSMONITOR - MMS onmogelijk | PHILIPSMONITOR - MMS ontkoppeld | PHILIPSMONITOR - MMSExt.nietonderst | PHILIPSMONITOR - MMX losgekop. p. | PHILIPSMONITOR - Multivorm PVC's | PHILIPSMONITOR - N elektrode los | PHILIPSMONITOR - NiBD contr. mancht | PHILIPSMONITOR - NiBD defect t | PHILIPSMONITOR - NiBD manch.ovrdruk | PHILIPSMONITOR - NiBD meting faalde | PHILIPSMONITOR - NiBD onderbroken | PHILIPSMONITOR - NiBD uit gedaan | PHILIPSMONITOR - NiBDd hoog | PHILIPSMONITOR - NiBDd laag | PHILIPSMONITOR - NiBDm hoog | PHILIPSMONITOR - NiBDm laag | PHILIPSMONITOR - NiBDs hoog | PHILIPSMONITOR - NiBDs laag | PHILIPSMONITOR - Niet te leren ECG | PHILIPSMONITOR - Niet te leren ST | PHILIPSMONITOR - P artefact t | PHILIPSMONITOR - P contr.nulling g | PHILIPSMONITOR - P Geen transdcr r | PHILIPSMONITOR - P slecht signaal l | PHILIPSMONITOR - P Wijzig schl chl | PHILIPSMONITOR - PAP artefact | PHILIPSMONITOR - PAP contr. Nulling | PHILIPSMONITOR - PAP geen puls | PHILIPSMONITOR - PAP slecht signaal | PHILIPSMONITOR - PAP Wijzig schl l | PHILIPSMONITOR - Pauze | PHILIPSMONITOR - PI contr leeft pat | PHILIPSMONITOR - Pols hoog | PHILIPSMONITOR - Pols laag | PHILIPSMONITOR - PPV ABP storingen | PHILIPSMONITOR - PPV contr.bron | PHILIPSMONITOR - PVC's/min hoog | PHILIPSMONITOR - QT-analyse onmog. | PHILIPSMONITOR - QTc hoog | PHILIPSMONITOR - R elektrode los | PHILIPSMONITOR - Resp elektr.los | PHILIPSMONITOR - Resp grillig | PHILIPSMONITOR - RF hoog | PHILIPSMONITOR - SDM BATTERY LOW | PHILIPSMONITOR - SDM CALIB. RUNNING | PHILIPSMONITOR - SDM CALIB. SENS. | PHILIPSMONITOR - SDM CHECK APPLI. | PHILIPSMONITOR - SDM CONCT SENS. | PHILIPSMONITOR - SDM HEATING REDUCD | PHILIPSMONITOR - SDM READY FOR USE | PHILIPSMONITOR - SDM REMEMBR. SENS. | PHILIPSMONITOR - SDM REPLACE GAS | PHILIPSMONITOR - SDM SENS. OFF PAT. | PHILIPSMONITOR - SDM SITE TIMEOUT | PHILIPSMONITOR - SDM SYSTEM MESSAGE | PHILIPSMONITOR - SDM T LIM. ACTIVE | PHILIPSMONITOR - SDM TC MSG. | PHILIPSMONITOR - SDM TC UNSTBL. | PHILIPSMONITOR - SENSOR NOT CONN. | PHILIPSMONITOR - SIGNAL QUALITY | PHILIPSMONITOR - SpO2 ctrl sensor r | PHILIPSMONITOR - SpO2 defect | PHILIPSMONITOR - SpO2 geen pols | PHILIPSMONITOR - SpO2 geen sensor | PHILIPSMONITOR - SpO2 grillig | PHILIPSMONITOR - SpO2 hoog | PHILIPSMONITOR - SpO2 interferentie | PHILIPSMONITOR - SpO2 l geen puls | PHILIPSMONITOR - SpO2 l geen sensor | PHILIPSMONITOR - SpO2 l onbk. sensor | PHILIPSMONITOR - SpO2 l sensor los | PHILIPSMONITOR - SpO2 l zoekend | PHILIPSMONITOR - SpO2 laag | PHILIPSMONITOR - SpO2 lage PFI | PHILIPSMONITOR - SpO2 onbk. sensor | PHILIPSMONITOR - SpO2 ontkoppeld | PHILIPSMONITOR - SpO2 Pols? | PHILIPSMONITOR - SpO2 r defect | PHILIPSMONITOR - SpO2 r geen puls | PHILIPSMONITOR - SpO2 r geen sensor | PHILIPSMONITOR - SpO2 r grillig | PHILIPSMONITOR - SpO2 r interferentie | PHILIPSMONITOR - SpO2 r laag | PHILIPSMONITOR - SpO2 r lage PFI | PHILIPSMONITOR - SpO2 r onbk. sensor | PHILIPSMONITOR - SpO2 r sensor los | PHILIPSMONITOR - SpO2 r zoekend | PHILIPSMONITOR - SpO2 trage update | PHILIPSMONITOR - SpO2 zwak signaal | PHILIPSMONITOR - SpO2-sensor error | PHILIPSMONITOR - SpO2-sensor error | PHILIPSMONITOR - SpO2-sensor los | PHILIPSMONITOR - SpO2l ctrl sensor | PHILIPSMONITOR - SpO2l grillig | PHILIPSMONITOR - SpO2l intrfrentie | PHILIPSMONITOR - SpO2l lage PFI | PHILIPSMONITOR - SpO2l Pols? | PHILIPSMONITOR - SpO2l sens.defect | PHILIPSMONITOR - SpO2l trageUpdate | PHILIPSMONITOR - SpO2l zwak signaal | PHILIPSMONITOR - SpO2po geen puls | PHILIPSMONITOR - SpO2po geen sensor | PHILIPSMONITOR - SpO2po intrfrentie | PHILIPSMONITOR - SpO2po lage PFI | PHILIPSMONITOR - SpO2po ontkoppeld | PHILIPSMONITOR - SpO2po Pols? | PHILIPSMONITOR - SpO2po sensor los | PHILIPSMONITOR - SpO2po trageUpdate | PHILIPSMONITOR - SpO2po zoekend | PHILIPSMONITOR - SpO2pozwak signaal | PHILIPSMONITOR - SpO2pr ctrl sensor | PHILIPSMONITOR - SpO2pr geen puls | PHILIPSMONITOR - SpO2pr geen sensor | PHILIPSMONITOR - SpO2pr grillig | PHILIPSMONITOR - SpO2pr intrfrentie | PHILIPSMONITOR - SpO2pr lage PFI | PHILIPSMONITOR - SpO2pr ontkoppeld | PHILIPSMONITOR - SpO2pr Pols? | PHILIPSMONITOR - SpO2pr sens.defect | PHILIPSMONITOR - SpO2pr sensor los | PHILIPSMONITOR - SpO2pr trageUpdate | PHILIPSMONITOR - SpO2pr zoekend | PHILIPSMONITOR - SpO2przwak signaal | PHILIPSMONITOR - SpO2r ctrl sensor | PHILIPSMONITOR - SpO2r ontkoppeld | PHILIPSMONITOR - SpO2r Pols? | PHILIPSMONITOR - SpO2r sens.defect | PHILIPSMONITOR - SpO2r trageUpdate | PHILIPSMONITOR - ST-II hoog | PHILIPSMONITOR - Storing in SpO2 | PHILIPSMONITOR - Storing in SpO2 r | PHILIPSMONITOR - Storing in SpO2l | PHILIPSMONITOR - Storing in SpO2po | PHILIPSMONITOR - Storing in SpO2pr | PHILIPSMONITOR - SVR CVD gebruikt t | PHILIPSMONITOR - Tachy (pols) | PHILIPSMONITOR - Tbloed geen sensor | PHILIPSMONITOR - Tbloed te groot | PHILIPSMONITOR - Temp defect | PHILIPSMONITOR - Temp geen sensor | PHILIPSMONITOR - Temp laag | PHILIPSMONITOR - Temp ontkoppeld | PHILIPSMONITOR - Temp te groot | PHILIPSMONITOR - Thuid geen sensor | PHILIPSMONITOR - Thuid te groot | PHILIPSMONITOR - Thuid uit gedaan | PHILIPSMONITOR - Tijd voorb:TimerA | PHILIPSMONITOR - Tkern geen sensor | PHILIPSMONITOR - Tkern uit gedaan | PHILIPSMONITOR - Tneus geen sensor | PHILIPSMONITOR - Trect geen sensor | PHILIPSMONITOR - Trect hoog | PHILIPSMONITOR - Trect laag | PHILIPSMONITOR - Trect te groot | PHILIPSMONITOR - Ventrikel Fibr/Tachy | PHILIPSMONITOR - Verbinding verbroken | SERVOU - Ademfrequentie hoog | SERVOU - Ademfrequentie laag | SERVOU - Apneu | SERVOU - Beademingsdruk hoog | SERVOU - Continue hoge druk | SERVOU - CPAP hoog | SERVOU - CPAP laag | SERVOU - Exp. cass. vervangen | SERVOU - Exp. minuutvol. hoog | SERVOU - Exp. minuutvol. laag | SERVOU - Exp. slang stroming | SERVOU - Expiratiecassette los | SERVOU - Gastoevoerdruk alarm | SERVOU - Gastoevoerdruk alarm | SERVOU - Geen con. patintact. | SERVOU - Geen patintactiv. | SERVOU - Grensalarm | SERVOU - Grensalarm | SERVOU - Insp. druk hoog | SERVOU - Lage batterijspanning | SERVOU - O2-concentratie: Hoog | SERVOU - O2-concentratie: Laag | SERVOU - Patint los > 1 min | SERVOU - Patintcircuit los | SERVOU - PEEP hoog | SERVOU - PEEP laag | SERVOU - Te veel lekkage | SERVOU - Te veel lekkage | SERVOU - Tijd in wachtstand | SERVOU - Verbinding verbroken | SERVOU - Volume uit blokkade | SERVOU - Volume uit blokkade | SERVOU - Werkt op batterijen | TRILOGY - 0x119 | TRILOGY - 0x72 | TRILOGY - 0x79 | TRILOGY - 0xB9 | TRILOGY - 0xBC | TRILOGY - Apneu | TRILOGY - Interne batterij leeg | TRILOGY - Lage inademingsdruk | TRILOGY - Lage VTe | TRILOGY - Netspanning afwezig | TRILOGY - Verbinding verbroken | HULBUS - Leak too high_2 | PRISMAFLEX - Verbinding verbroken | PRISMAFLEX - Algemene systeemfout | PHILIPSMONITOR - Tkern te groot | PHILIPSMONITOR - ?? ST-I hoog g
[5 empty] | 1 | 2 | 3 | 4 | 5 | 6 | 7 | 8 | 9 | 10 | 11 | 12 | 13 | 14 | 15 | 16 | 17 | 18 | 19 | 20 | 21 | 22 | 23 | 24 | 25 | 26 | 27 | 28 | 29 | 30 | 31 | 32 | 33 | 34 | 35 | 36 | 37 | 38 | 39 | 40 | 41 | 42 | 43 | 44 | 45 | 46 | 47 | 48 | 49 | 50 | 51 | 52 | 53 | 54 | 55 | 56 | 57 | 58 | 59 | 60 | 61 | 62 | 63 | 64 | 65 | 66 | 67 | 68 | 69 | 70 | 71 | 72 | 73 | 74 | 75 | 76 | 77 | 78 | 79 | 80 | 81 | 82 | 83 | 84 | 85 | 86 | 87 | 88 | 89 | 90 | 91 | 92 | 93 | 94 | 95 | 96 | 97 | 98 | 99 | 100 | 101 | 102 | 103 | 104 | 105 | 106 | 107 | 108 | 109 | 110 | 111 | 112 | 113 | 114 | 115 | 116 | 117 | 118 | 119 | 120 | 121 | 122 | 123 | 124 | 125 | 126 | 127 | 128 | 129 | 130 | 131 | 132 | 133 | 134 | 135 | 136 | 137 | 138 | 139 | 140 | 141 | 142 | 143 | 144 | 145 | 146 | 147 | 148 | 149 | 150 | 151 | 152 | 153 | 154 | 155 | 156 | 157 | 158 | 159 | 160 | 161 | 162 | 163 | 164 | 165 | 166 | 167 | 168 | 169 | 170 | 171 | 172 | 173 | 174 | 175 | 176 | 177 | 178 | 179 | 180 | 181 | 182 | 183 | 184 | 185 | 186 | 187 | 188 | 189 | 190 | 191 | 192 | 193 | 194 | 195 | 196 | 197 | 198 | 199 | 200 | 201 | 202 | 203 | 204 | 205 | 206 | 207 | 208 | 209 | 210 | 211 | 212 | 213 | 214 | 215 | 216 | 217 | 218 | 219 | 220 | 221 | 222 | 223 | 224 | 225 | 226 | 227 | 228 | 229 | 230 | 231 | 232 | 233 | 234 | 235 | 236 | 237 | 238 | 239 | 240 | 241 | 242 | 243 | 244 | 245 | 246 | 247 | 248 | 249 | 250 | 251 | 252 | 253 | 254 | 255 | 256 | 257 | 258 | 259 | 260 | 261 | 262 | 263 | 264 | 265 | 266 | 267 | 268 | 269 | 270 | 271 | 272 | 273 | 274 | 275 | 276 | 277 | 278 | 279 | 280 | 281 | 282 | 283 | 284 | 285 | 286 | 287 | 288 | 289 | 290 | 291 | 292 | 293 | 294 | 295 | 296 | 297 | 298 | 299 | 300 | 301 | 302 | 303 | 304 | 305 | 306 | 307 | 308 | 309 | 310 | 311 | 312 | 313 | 314 | 315 | 316 | 317 | 318 | 319 | 320 | 321 | 322 | 323 | 324 | 325 | 326 | 327 | 328 | 329 | 330 | 331 | 332 | 333 | 334 | 335 | 336 | 337 | 338 | 339 | 340 | 341 | 342 | 343 | 344 | 345 | 346 | 347 | 348 | 349 | 350 | 351 | 352 | 353 | 354 | 355 | 356 | 357 | 358 | 359 | 360 | 361
Patient.hasIdentifier | Data |  | Rzoodsma
Patient.hasPhysiologicalSystem | Object | PhysiologicalSystem | Pulmonary, Cardiovascular | 0 | 1: Cardiovascular; 2: Cardiovascular; 3: Cardiovascular; 4: Cardiovascular; 5: Cardiovascular; 6: Cardiovascular; 7: Pulmonary; 8: Pulmonary; 9: Cardiovascular; 10: Cardiovascular; 11: Cardiovascular; 12: 0; 13: 0; 14: 0; 15: 0; 16: 0; 17: 0; 18: 0; 19: 0; 20: 0; 21: Pulmonary; 22: Pulmonary; 23: Pulmonary; 24: Pulmonary; 25: Pulmonary; 26: Pulmonary; 27: 0; 28: 0; 29: 0; 30: 0; 31: 0; 32: 0; 33: 0; 34: 0; 35: 0; 36: 0; 37: 0; 38: 0; 39: 0; 40: 0; 41: 0; 42: 0; 43: 0; 44: 0; 45: 0
Patient.hasClinicalState | Data |  | Stable
PhysiologicalSystem.hasName | Data |  | Pulmonary |  | 1: Cardiovascular; 2: Cardiovascular; 3: Cardiovascular; 4: Cardiovascular; 5: Cardiovascular; 6: Cardiovascular; 7: Pulmonary; 8: Pulmonary; 9: Cardiovascular; 10: Cardiovascular; 11: Cardiovascular; 21: Pulmonary; 22: Pulmonary; 23: Pulmonary; 24: Pulmonary; 25: Pulmonary; 26: Pulmonary
PhysiologicalSystem.hasOrgan | Object | Organ | Lungs | 0 | 1: Vasculature; 2: Vasculature; 3: Vasculature; 4: Vasculature; 5: Vasculature; 6: Vasculature; 7: Lungs; 8: Lungs; 9: Vasculature; 10: Vasculature; 11: Vasculature; 12: 0; 13: 0; 14: 0; 15: 0; 16: 0; 17: 0; 18: 0; 19: 0; 20: 0; 21: Lungs; 22: Lungs; 23: Lungs; 24: Lungs; 25: Lungs; 26: Lungs; 27: 0; 28: 0; 29: 0; 30: 0; 31: 0; 32: 0; 33: 0; 34: 0; 35: 0; 36: 0; 37: 0; 38: 0; 39: 0; 40: 0; 41: 0; 42: 0; 43: 0; 44: 0; 45: 0
PhysiologicalSystem.hasSNOMEDCode | Data |  | <SNOMED>
PhysiologicalSystem.hasState | Data |  | Stable
Organ.hasName | Data |  | Lungs |  | 1: Vasculature; 2: Vasculature; 3: Vasculature; 4: Vasculature; 5: Vasculature; 6: Vasculature; 7: Lungs; 8: Lungs; 9: Vasculature; 10: Vasculature; 11: Vasculature; 21: Lungs; 22: Lungs; 23: Lungs; 24: Lungs; 25: Lungs; 26: Lungs
Organ.hasPhysiologicalProcess | Object | PhysiologicalProcess | pulm_Oxygenation, pulm_Ventilation | 0 | 1: Systemic pressure; 2: Systemic pressure; 3: Systemic pressure; 4: Systemic pressure; 5: Systemic pressure; 6: Systemic pressure; 7: Pulmonary Ventilation; 8: Pulmonary Ventilation; 9: Systemic perfusion; 10: Systemic perfusion; 11: VenousReturn; 12: 0; 13: 0; 14: 0; 15: 0; 16: 0; 17: 0; 18: 0; 19: 0; 20: 0; 21: pulm_oxygenation; 22: pulm_oxygenation; 23: pulm_oxygenation; 24: pulm_oxygenation; 25: pulm_oxygenation; 26: pulm_oxygenation; 27: 0; 28: 0; 29: 0; 30: 0; 31: 0; 32: 0; 33: 0; 34: 0; 35: 0; 36: 0; 37: 0; 38: 0; 39: 0; 40: 0; 41: 0; 42: 0; 43: 0; 44: 0; 45: 0
Organ.hasSNOMEDCode | Data |  | <SNOMED>
Organ.hasState | Data |  | Stable
PhysiologicalProcess.hasName | Data |  | pulm_oxygenation |  | 1: Systemic pressure; 2: Systemic pressure; 3: Systemic pressure; 4: Systemic pressure; 5: Systemic pressure; 6: Systemic pressure; 7: Pulmonary Ventilation; 8: Pulmonary Ventilation; 9: Systemic perfusion; 10: Systemic perfusion; 11: VenousReturn; 21: pulm_oxygenation; 22: pulm_oxygenation; 23: pulm_oxygenation; 24: pulm_oxygenation; 25: pulm_oxygenation; 26: pulm_oxygenation
PhysiologicalProcess.producesProperty | Object | PhysiologicalProperty | SaO2 | 0 | 1: AorticPressure; 2: AorticPressure; 3: Aortic pressure; 4: Aortic pressure; 5: Aortic pressure; 6: Aortic pressure; 7: Respiratory Rate; 8: Respiratory Rate; 9: CerebralPerfusionPressure; 10: CerebralPerfusionPressure; 11: CentralVenousPressure_Property; 12: 0; 13: 0; 14: 0; 15: 0; 16: 0; 17: 0; 18: 0; 19: 0; 20: 0; 21: SaO2; 22: SaO2; 23: SaO2; 24: SaO2; 25: SaO2; 26: SaO2; 27: 0; 28: 0; 29: 0; 30: 0; 31: 0; 32: 0; 33: 0; 34: 0; 35: 0; 36: 0; 37: 0; 38: 0; 39: 0; 40: 0; 41: 0; 42: 0; 43: 0; 44: 0; 45: 0
PhysiologicalProcess.dependsOnPhysiologicalProcess | Object | PhysiologicalProcess | pulm_ventilation
PhysiologicalProcess.hasState | Data |  | sufficient
PhysiologicalProperty.hasName | Data |  | SaO2 |  | 1: AorticPressure; 2: AorticPressure; 3: Aortic pressure; 4: Aortic pressure; 5: Aortic pressure; 6: Aortic pressure; 7: Respiratory Rate; 8: Respiratory Rate; 9: CerebralPerfusionPressure; 10: CerebralPerfusionPressure; 11: CentralVenousPressure_Property; 21: SaO2; 22: SaO2; 23: SaO2; 24: SaO2; 25: SaO2; 26: SaO2
PhysiologicalProperty.partOfPhysiologicalProcess | Object | PhysiologicalProcess | pulm_oxygenation | 0 | 1: Systemic pressure; 2: Systemic pressure; 3: Systemic pressure; 4: Systemic pressure; 5: Systemic pressure; 6: Systemic pressure; 7: Pulmonary Ventilation; 8: Pulmonary Ventilation; 9: Systemic perfusion; 10: Systemic perfusion; 11: VenousReturn; 12: 0; 13: 0; 14: 0; 15: 0; 16: 0; 17: 0; 18: 0; 19: 0; 20: 0; 21: pulm_oxygenation; 22: pulm_oxygenation; 23: pulm_oxygenation; 24: pulm_oxygenation; 25: pulm_oxygenation; 26: pulm_oxygenation; 27: 0; 28: 0; 29: 0; 30: 0; 31: 0; 32: 0; 33: 0; 34: 0; 35: 0; 36: 0; 37: 0; 38: 0; 39: 0; 40: 0; 41: 0; 42: 0; 43: 0; 44: 0; 45: 0
PhysiologicalProperty.hasSNOMEDCode | Data |  | <SNOMED>
PhysiologicalProperty.hasMDCCode | Data |  | <MDCCode>
PhysiologicalPropert.isMeasuredByMetric | Object | Metric | SpO2 | 0 | 1: AorticPressure_Metric; 2: AorticPressure_Metric; 3: AorticPressure_Metric; 4: AorticPressure_Metric; 5: AorticPressure_Metric; 6: AorticPressure_Metric; 7: Airway_RespiratoryRate_Metric; 8: Airway_RespiratoryRate_Metric; 9: CerebralPerfusion_Metric; 10: CerebralPerfusion_Metric; 11: CVD_metric; 12: 0; 13: 0; 14: 0; 15: 0; 16: 0; 17: 0; 18: 0; 19: 0; 20: 0; 21: SpO2_metric; 22: SpO2_metric; 23: SpO2_metric; 24: SpO2_metric; 25: SpO2_metric; 26: SpO2_metric; 27: 0; 28: 0; 29: 0; 30: 0; 31: 0; 32: 0; 33: 0; 34: 0; 35: 0; 36: 0; 37: 0; 38: 0; 39: 0; 40: 0; 41: 0; 42: 0; 43: 0; 44: 0; 45: 0
Metric.hasName | Data |  | PressureMetric |  | 1: AorticPressure_Metric; 2: AorticPressure_Metric; 3: AorticPressure_Metric; 4: AorticPressure_Metric; 5: AorticPressure_Metric; 6: AorticPressure_Metric; 7: Airway_RespiratoryRate_Metric; 8: Airway_RespiratoryRate_Metric; 9: CerebralPerfusion_Metric; 10: CerebralPerfusion_Metric; 11: CVD_metric; 21: SpO2_metric; 22: SpO2_metric; 23: SpO2_metric; 24: SpO2_metric; 25: SpO2_metric; 26: SpO2_metric
Metric.hasMeasurentSite | Data |  | Aorta |  | 1: Aorta; 2: Aorta; 3: Aorta; 4: Aorta; 5: Aorta; 6: Aorta; 7: Airway; 8: Airway; 9: Brain; 10: Brain; 11: UpperVenaCava; 21: left; 22: postDuctal; 23: postDuctal; 24: preDuctal; 25: preDuctal; 26: right
Metric.temporalFeature | Data |  | Systolic |  | 1: Unknown; 2: Unknown; 3: Mean; 4: Mean; 5: Systolic; 6: Systolic; 11: mean
Metric.derivedByMeasurementProcess | Object | MeasurementProcess | PressureWaveFormAnalysis | 0 | 1: PressureWaveformAnalysis; 2: PressureWaveformAnalysis; 3: PressureWaveformAnalysis; 4: PressureWaveformAnalysis; 5: PressureWaveformAnalysis; 6: PressureWaveformAnalysis; 7: RF_CO2_WaveformAnalysis; 8: RF_CO2_WaveformAnalysis; 9: CPP_Computation; 10: CPP_Computation; 11: VenousPressure_process; 12: 0; 13: 0; 14: 0; 15: 0; 16: 0; 17: 0; 18: 0; 19: 0; 20: 0; 21: SpO2_analysis; 22: SpO2_analysis; 23: SpO2_analysis; 24: SpO2_analysis; 25: SpO2_analysis; 26: SpO2_analysis; 27: 0; 28: 0; 29: 0; 30: 0; 31: 0; 32: 0; 33: 0; 34: 0; 35: 0; 36: 0; 37: 0; 38: 0; 39: 0; 40: 0; 41: 0; 42: 0; 43: 0; 44: 0; 45: 0
Metric.measuresPhysiologicalProperty | Object | PhysiologicalProperty | ArterialPressure | 0 | 1: AorticPressure; 2: AorticPressure; 3: Aortic pressure; 4: Aortic pressure; 5: Aortic pressure; 6: Aortic pressure; 7: Respiratory Rate; 8: Respiratory Rate; 9: CerebralPerfusionPressure; 10: CerebralPerfusionPressure; 11: CentralVenousPressure_Property; 12: 0; 13: 0; 14: 0; 15: 0; 16: 0; 17: 0; 18: 0; 19: 0; 20: 0; 21: SaO2; 22: SaO2; 23: SaO2; 24: SaO2; 25: SaO2; 26: SaO2; 27: 0; 28: 0; 29: 0; 30: 0; 31: 0; 32: 0; 33: 0; 34: 0; 35: 0; 36: 0; 37: 0; 38: 0; 39: 0; 40: 0; 41: 0; 42: 0; 43: 0; 44: 0; 45: 0
Metric.hasState | Data |  | High / extremely high |  |  |  | High | Low | High | Low | high | Low | high | low | low | [9 empty] | high | high | low | high | low | high
DeviceChannel.hasName | Data |  | AorticPressureChannel |  | PressureChannel | PressureChannel | High: PressureChannel; high: CPP_Channel; low: CPP_Channel; low: CVP_Channel
DeviceChannel.hasDescription | Data |  | IPC through aortic transducer
DeviceChannel.hasState | Data |  | Enabled
DeviceChannel.partOfFunctionalUnit | Object | FunctionalUnit | InvasivePressureModule | 0 | InvasivePressureModule | InvasivePressureModule | InvasivePressureModule | InvasivePressureModule | InvasivePressureModule | InvasivePressureModule | Capno_Module | Capno_Module | HemodynamicsModule | HemodynamicsModule | 0 | 0 | 0 | 0 | 0 | 0 | 0 | 0 | 0 | 0 | PulseOximetryModule | PulseOximetryModule | PulseOximetryModule | PulseOximetryModule | PulseOximetryModule | PulseOximetryModule | 0 | 0 | 0 | 0 | 0 | 0 | 0 | 0 | 0 | 0 | 0 | 0 | 0 | 0 | 0 | 0 | 0 | 0 | 0
DeviceChannel.hasMetric | Object | Metric | PressureMetric | 0 | AorticPressure_Metric | AorticPressure_Metric | AorticPressure_Metric | AorticPressure_Metric | AorticPressure_Metric | AorticPressure_Metric | Airway_RespiratoryRate_Metric | Airway_RespiratoryRate_Metric | CerebralPerfusion_Metric | CerebralPerfusion_Metric | CVD_metric | 0 | 0 | 0 | 0 | 0 | 0 | 0 | 0 | 0 | SpO2_metric | SpO2_metric | SpO2_metric | SpO2_metric | SpO2_metric | SpO2_metric | 0 | 0 | 0 | 0 | 0 | 0 | 0 | 0 | 0 | 0 | 0 | 0 | 0 | 0 | 0 | 0 | 0 | 0 | 0
MeasurementProcess.hasName | Data |  | pressure WaveformAnalysis |  | PressureWaveformAnalysis | PressureWaveformAnalysis | PressureWaveformAnalysis | PressureWaveformAnalysis | PressureWaveformAnalysis | PressureWaveformAnalysis | RF_CO2_WaveformAnalysis | RF_CO2_WaveformAnalysis | CPP_Computation | CPP_Computation | VenousPressure_process | [9 empty] | SpO2_analysis | SpO2_analysis | SpO2_analysis | SpO2_analysis | SpO2_analysis | SpO2_analysis
MeasurementProcess.usesMetric | Object |  | MAP_Metric |  |  |  | high: MAP_Metric; ICP_Metric; low: MAP_Metric; ICP_Metric
MeasurementProcess.takesSignal | Object | Signal | PressureWaveFormSignal | 0 | PressureWaveform | PressureWaveform | PressureWaveform | PressureWaveform | PressureWaveform | PressureWaveform | CO2Waveform | CO2Waveform | 0 | 0 | Pressure_Waveform | 0 | 0 | 0 | 0 | 0 | 0 | 0 | 0 | 0 | PPG_Signal | PPG_Signal | PPG_Signal | PPG_Signal | PPG_Signal | PPG_Signal | 0 | 0 | 0 | 0 | 0 | 0 | 0 | 0 | 0 | 0 | 0 | 0 | 0 | 0 | 0 | 0 | 0 | 0 | 0
MeasurementProcess.usesAlgorithm | Data |  | Peak detection and averaging |  |  |  | high: CPP_Computation_Algorithm
measurementProcess.hasState | Data |  | Running
Signal.hasName | Data |  | Pressire waveform |  | PressureWaveform | PressureWaveform | PressureWaveform | PressureWaveform | PressureWaveform | PressureWaveform | CO2Waveform | CO2Waveform |  |  | Pressure_Waveform | [9 empty] | PPG_Signal | PPG_Signal | PPG_Signal | PPG_Signal | PPG_Signal | PPG_Signal
Signal.hasQuality | Data |  | Good |  | OutsideViableRange | OutsideViableRange
Signal.hasSampling | Data |  | Waveform / discontinuous |  | Waveform | Waveform | Waveform | Waveform | Waveform | Waveform | Waveform | Waveform | Computation | Computation | Waveform | [9 empty] | Waveform | Waveform | Waveform | Waveform | Waveform | Waveform
Signal.isProducedBy | Object | Sensor | PressureTransducer | 0 | InvasivePressureTransducer | 0 | 0 | 0 | 0 | 0 | Capno_Sensor | Capno_Sensor | - | - | CVP_PressureSensor | 0 | 0 | 0 | 0 | 0 | 0 | 0 | 0 | 0 | PulseOximeter_Sensor | PulseOximeter_Sensor | PulseOximeter_Sensor | PulseOximeter_Sensor | PulseOximeter_Sensor | PulseOximeter_Sensor | 0 | 0 | 0 | 0 | 0 | 0 | 0 | 0 | 0 | 0 | 0 | 0 | 0 | 0 | 0 | 0 | 0 | 0 | 0
Signal.inputToMeasurementProcess | Object | MeasurementProcess | PressureWaveformAnalysis | 0 | PressureWaveformAnalysis | PressureWaveformAnalysis | PressureWaveformAnalysis | PressureWaveformAnalysis | PressureWaveformAnalysis | PressureWaveformAnalysis | RF_CO2_WaveformAnalysis | RF_CO2_WaveformAnalysis | CPP_Computation | CPP_Computation | VenousPressure_process | 0 | 0 | 0 | 0 | 0 | 0 | 0 | 0 | 0 | SpO2_analysis | SpO2_analysis | SpO2_analysis | SpO2_analysis | SpO2_analysis | SpO2_analysis | 0 | 0 | 0 | 0 | 0 | 0 | 0 | 0 | 0 | 0 | 0 | 0 | 0 | 0 | 0 | 0 | 0 | 0 | 0
Signal.hasState | Data |  | Active
Sensor.hasName | Data |  | PressureTransducer |  | InvasivePressureTransducer |  | high: Capno_Sensor; Low: Capno_Sensor; high: -; low: -; low: CVP_PressureSensor | [9 empty] | PulseOximeter_Sensor | PulseOximeter_Sensor | PulseOximeter_Sensor | PulseOximeter_Sensor | PulseOximeter_Sensor | PulseOximeter_Sensor
Sensor.hasState | Data |  | disconnected
Sensor.hasMDCCode | Data |  | <MDC>
sensor.partOfInterface | Object | SensorInterfae | InvasivePressureInterface | 0 | 0 | 0 | 0 | 0 | 0 | 0 | 0 | 0 | 0 | 0 | 0 | 0 | 0 | 0 | 0 | 0 | 0 | 0 | 0 | 0 | 0 | 0 | 0 | 0 | 0 | 0 | 0 | 0 | 0 | 0 | 0 | 0 | 0 | 0 | 0 | 0 | 0 | 0 | 0 | 0 | 0 | 0 | 0 | 0 | 0
sensor.producesSignal | Object | Signal | PressureWaveFormSignal | 0 | PressureWaveform | PressureWaveform | PressureWaveform | PressureWaveform | PressureWaveform | PressureWaveform | CO2Waveform | CO2Waveform | 0 | 0 | Pressure_Waveform | 0 | 0 | 0 | 0 | 0 | 0 | 0 | 0 | 0 | PPG_Signal | PPG_Signal | PPG_Signal | PPG_Signal | PPG_Signal | PPG_Signal | 0 | 0 | 0 | 0 | 0 | 0 | 0 | 0 | 0 | 0 | 0 | 0 | 0 | 0 | 0 | 0 | 0 | 0 | 0
Sensor.measuresProperty | Object | PhysiologicalProperty | ArterialPressure | 0 | AorticPressure | AorticPressure | Aortic pressure | Aortic pressure | Aortic pressure | Aortic pressure | Respiratory Rate | Respiratory Rate | CerebralPerfusionPressure | CerebralPerfusionPressure | CentralVenousPressure_Property | 0 | 0 | 0 | 0 | 0 | 0 | 0 | 0 | 0 | SaO2 | SaO2 | SaO2 | SaO2 | SaO2 | SaO2 | 0 | 0 | 0 | 0 | 0 | 0 | 0 | 0 | 0 | 0 | 0 | 0 | 0 | 0 | 0 | 0 | 0 | 0 | 0
SensorInterface.hasName | Data |  | Invasive Pressure interface
sensorInterface.partOfFunctionalUnit | Object | FunctionalUnit | InvasivePressureModule | 0 | InvasivePressureModule | InvasivePressureModule | InvasivePressureModule | InvasivePressureModule | InvasivePressureModule | InvasivePressureModule | Capno_Module | Capno_Module | HemodynamicsModule | HemodynamicsModule | 0 | 0 | 0 | 0 | 0 | 0 | 0 | 0 | 0 | 0 | PulseOximetryModule | PulseOximetryModule | PulseOximetryModule | PulseOximetryModule | PulseOximetryModule | PulseOximetryModule | 0 | 0 | 0 | 0 | 0 | 0 | 0 | 0 | 0 | 0 | 0 | 0 | 0 | 0 | 0 | 0 | 0 | 0 | 0
SensorInterface.ConnectsSensor | Object | Sensor | PressureTransducer | 0 | InvasivePressureTransducer | 0 | 0 | 0 | 0 | 0 | Capno_Sensor | Capno_Sensor | - | - | CVP_PressureSensor | 0 | 0 | 0 | 0 | 0 | 0 | 0 | 0 | 0 | PulseOximeter_Sensor | PulseOximeter_Sensor | PulseOximeter_Sensor | PulseOximeter_Sensor | PulseOximeter_Sensor | PulseOximeter_Sensor | 0 | 0 | 0 | 0 | 0 | 0 | 0 | 0 | 0 | 0 | 0 | 0 | 0 | 0 | 0 | 0 | 0 | 0 | 0
FunctionalUnit.hasName | Data |  | InvasivePressureModule |  | InvasivePressureModule | InvasivePressureModule | InvasivePressureModule | InvasivePressureModule | InvasivePressureModule | InvasivePressureModule | Capno_Module | Capno_Module | HemodynamicsModule | HemodynamicsModule | [10 empty] | PulseOximetryModule | PulseOximetryModule | PulseOximetryModule | PulseOximetryModule | PulseOximetryModule | PulseOximetryModule
FunctionalUnit.hasState | Data |  | Disconnected / empty
FunctionalUnit.hasMDCCode | Data |  | <MDC>
FunctionalUnit.partOfPhysicalDevice | Object | PhysicalDevice | PhilipsMonitor | 0 | PhilipsMonitor | PhilipsMonitor | PhilipsMonitor | PhilipsMonitor | PhilipsMonitor | PhilipsMonitor | PhilipsMonitor | PhilipsMonitor | PhilipsMonitor | PhilipsMonitor | PhilipsMonitor | PhilipsMonitor | PhilipsMonitor | PhilipsMonitor | PhilipsMonitor | PhilipsMonitor | PhilipsMonitor | PhilipsMonitor | PhilipsMonitor | PhilipsMonitor | PhilipsMonitor | PhilipsMonitor | PhilipsMonitor | PhilipsMonitor | PhilipsMonitor | PhilipsMonitor | PhilipsMonitor | PhilipsMonitor | PhilipsMonitor | PhilipsMonitor | PhilipsMonitor | PhilipsMonitor | PhilipsMonitor | PhilipsMonitor | PhilipsMonitor | PhilipsMonitor | PhilipsMonitor | PhilipsMonitor | PhilipsMonitor | PhilipsMonitor | PhilipsMonitor | PhilipsMonitor | PhilipsMonitor | PhilipsMonitor | PhilipsMonitor
FunctionalUnit.hasDeviceChannel | Object | DeviceChannel | PressureChannel | 0 | PressureChannel | PressureChannel | PressureChannel | 0 | 0 | 0 | 0 | 0 | CPP_Channel | CPP_Channel | CVP_Channel | 0 | 0 | 0 | 0 | 0 | 0 | 0 | 0 | 0 | 0 | 0 | 0 | 0 | 0 | 0 | 0 | 0 | 0 | 0 | 0 | 0 | 0 | 0 | 0 | 0 | 0 | 0 | 0 | 0 | 0 | 0 | 0 | 0 | 0
FunctionalUnit.enablesSensorInterface | Object | SensorInterface | InvasivePressureInterface | 0 | 0 | 0 | 0 | 0 | 0 | 0 | 0 | 0 | 0 | 0 | 0 | 0 | 0 | 0 | 0 | 0 | 0 | 0 | 0 | 0 | 0 | 0 | 0 | 0 | 0 | 0 | 0 | 0 | 0 | 0 | 0 | 0 | 0 | 0 | 0 | 0 | 0 | 0 | 0 | 0 | 0 | 0 | 0 | 0 | 0
PhysicalDevice.hasName | Data |  | PhilipsMonitor |  | PhilipsMonitor | PhilipsMonitor | PhilipsMonitor | PhilipsMonitor | PhilipsMonitor | PhilipsMonitor | PhilipsMonitor | PhilipsMonitor | PhilipsMonitor | PhilipsMonitor | PhilipsMonitor | PhilipsMonitor | PhilipsMonitor | PhilipsMonitor | PhilipsMonitor | PhilipsMonitor | PhilipsMonitor | PhilipsMonitor | PhilipsMonitor | PhilipsMonitor | PhilipsMonitor | PhilipsMonitor | PhilipsMonitor | PhilipsMonitor | PhilipsMonitor | PhilipsMonitor | PhilipsMonitor | PhilipsMonitor | PhilipsMonitor | PhilipsMonitor | PhilipsMonitor | PhilipsMonitor | PhilipsMonitor | PhilipsMonitor | PhilipsMonitor | PhilipsMonitor | PhilipsMonitor | PhilipsMonitor | PhilipsMonitor | PhilipsMonitor | PhilipsMonitor | PhilipsMonitor | PhilipsMonitor | PhilipsMonitor | PhilipsMonitor
PhysicalDevice.hasManufacturer | Data |  | PhilipsMonitor
PhysicalDevice.hasModelName | Data |  | <MP70>
PhysicalDevice.hasMDCCode | Data |  | <MDC>
PhysicalDevice.hasFunctionalUnit | Object | FunctionalUnit | InvasivePressureModule | 0 | InvasivePressureModule | InvasivePressureModule | InvasivePressureModule | InvasivePressureModule | InvasivePressureModule | InvasivePressureModule | Capno_Module | Capno_Module | HemodynamicsModule | HemodynamicsModule | 0 | 0 | 0 | 0 | 0 | 0 | 0 | 0 | 0 | 0 | PulseOximetryModule | PulseOximetryModule | PulseOximetryModule | PulseOximetryModule | PulseOximetryModule | PulseOximetryModule | 0 | 0 | 0 | 0 | 0 | 0 | 0 | 0 | 0 | 0 | 0 | 0 | 0 | 0 | 0 | 0 | 0 | 0 | 0
|  | Patient.hasIdentifier | Data | 0
|  | Patient.hasPhysiologicalSystem | Object | Cardiovascular | Pulmonary | 0
|  | Patient.hasClinicalState | Data | 0
0
|  | PhysiologicalSystem.hasName | Data | Cardiovascular | Pulmonary | 0
|  | PhysiologicalSystem.hasOrgan | Object | Vasculature | Lungs | 0
|  | PhysiologicalSystem.hasSNOMEDCode | Data | 0
|  | PhysiologicalSystem.hasState | Data | 0
0
|  | Organ.hasName | Data | Vasculature | Lungs | 0
|  | Organ.hasPhysiologicalProcess | Object | Systemic pressure | Pulmonary Ventilation | Systemic perfusion | High: VenousReturn; Low: 0; High: pulm_oxygenation
|  | Organ.hasSNOMEDCode | Data | 0
|  | Organ.hasState | Data | 0
0
|  | PhysiologicalProcess.hasName | Data | Systemic pressure | Pulmonary Ventilation | Systemic perfusion | High: VenousReturn; Low: 0; High: pulm_oxygenation | [27 empty] | 124 | PHILIPSMONITOR - ?? SpO2l hoog
|  | PhysiologicalProcess.producesProperty | Object | AorticPressure | Aortic pressure | Respiratory Rate | High: CerebralPerfusionPressure; Low: CentralVenousPressure_Property; High: 0; Low: SaO2 | [27 empty] | 125 | PHILIPSMONITOR - ?? SpO2po hoog
|  | PhysiologicalProcess.dependsOnPhysiologicalProcess | Object | 0 | [38 empty] | 126 | PHILIPSMONITOR - ?? SpO2po laag
|  | PhysiologicalProcess.hasState | Data | 0 | [38 empty] | 127 | PHILIPSMONITOR - ?? SpO2pr hoog
|  |  |  | 0 | [38 empty] | 128 | PHILIPSMONITOR - ?? SpO2pr laag
|  | PhysiologicalProperty.hasName | Data | AorticPressure | Aortic pressure | Respiratory Rate | High: CerebralPerfusionPressure; Low: CentralVenousPressure_Property; High: 0; Low: SaO2 | [27 empty] | 129 | PHILIPSMONITOR - ?? SpO2r hoog
|  | PhysiologicalProperty.partOfPhysiologicalProcess | Object | Systemic pressure | Pulmonary Ventilation | Systemic perfusion | High: VenousReturn; Low: 0; High: pulm_oxygenation | [27 empty] | 121 | PHILIPSMONITOR - ?? ST-II laag
|  | PhysiologicalProperty.hasSNOMEDCode | Data | 0 | [38 empty] | 122 | PHILIPSMONITOR - ?? ST-V hoog g
|  | PhysiologicalProperty.hasMDCCode | Data | 0 | [38 empty] | 123 | PHILIPSMONITOR - ?? ST-V laag g
|  | PhysiologicalPropert.isMeasuredByMetric | Object | AorticPressure_Metric | Airway_RespiratoryRate_Metric | CerebralPerfusion_Metric | High: CVD_metric; Low: 0; High: SpO2_metric | [27 empty] | 130 | PHILIPSMONITOR - ?? Temp hoog
|  |  |  | 0 | [38 empty] | 131 | PHILIPSMONITOR - ?? Thuid hoog
|  | Metric.hasName | Data | AorticPressure_Metric | Airway_RespiratoryRate_Metric | CerebralPerfusion_Metric | High: CVD_metric; Low: 0; High: SpO2_metric | [27 empty] | 132 | PHILIPSMONITOR - ?? Thuid laag
|  | Metric.hasMeasurentSite | Data | Aorta | Airway | Brain | High: UpperVenaCava; Low: 0; High: left | [27 empty] | 133 | PHILIPSMONITOR - ?? Tkern hoog
|  | Metric.temporalFeature | Data | Unknown | Mean | Systolic | High: 0 | [27 empty] | 134 | PHILIPSMONITOR - ?? Tkern laag
|  | Metric.derivedByMeasurementProcess | Object | PressureWaveformAnalysis | RF_CO2_WaveformAnalysis | CPP_Computation | High: VenousPressure_process; Low: 0; High: SpO2_analysis | [27 empty] | 140 | PHILIPSMONITOR - ??? Brady (pols)
|  | Metric.measuresPhysiologicalProperty | Object | AorticPressure | Aortic pressure | Respiratory Rate | High: CerebralPerfusionPressure; Low: CentralVenousPressure_Property; High: 0; Low: SaO2 | [27 empty] | 141 | PHILIPSMONITOR - ??? Desaturatie
|  | Metric.hasState | Data | 0 | High | Low | [36 empty] | 151 | PHILIPSMONITOR - ABP artefact
|  |  |  | 0 | [38 empty] | 158 | PHILIPSMONITOR - ABP slecht signaal
|  | DeviceChannel.hasName | Data | PressureChannel | 0 | CPP_Channel | High: CVP_Channel | [27 empty] | 162 | PHILIPSMONITOR - ABPd laag
|  | DeviceChannel.hasDescription | Data | 0 | [38 empty] | 163 | PHILIPSMONITOR - ABPm hoog
|  | DeviceChannel.hasState | Data | 0
|  | DeviceChannel.partOfFunctionalUnit | Object | InvasivePressureModule | Capno_Module | HemodynamicsModule | High: 0; Low: PulseOximetryModule | [27 empty] | 181 | PHILIPSMONITOR - Asystolie
|  | DeviceChannel.hasMetric | Object | AorticPressure_Metric | Airway_RespiratoryRate_Metric | CerebralPerfusion_Metric | High: CVD_metric; Low: 0; High: SpO2_metric | [27 empty] | 182 | PHILIPSMONITOR - BATTERY LOW
|  |  |  | 0 | [38 empty] | 202 | PHILIPSMONITOR - CVD buiten bereik
|  | MeasurementProcess.hasName | Data | PressureWaveformAnalysis | RF_CO2_WaveformAnalysis | CPP_Computation | High: VenousPressure_process; Low: 0; High: SpO2_analysis | [27 empty] | 203 | PHILIPSMONITOR - CVD contr.nulling
|  | MeasurementProcess.takesSignal | Object | PressureWaveform | CO2Waveform | 0 | High: Pressure_Waveform; Low: PPG_Signal | [27 empty] | 296 | PHILIPSMONITOR - Pols hoog
|  | MeasurementProcess.usesAlgorithm | Data | 0 | CPP_Computation_Algorithm | [37 empty] | 297 | PHILIPSMONITOR - Pols laag
|  | measurementProcess.hasState | Data | 0 | [38 empty] | 336 | PHILIPSMONITOR - SpO2 laag
|  |  |  | 0 | [38 empty] | 337 | PHILIPSMONITOR - SpO2 lage PFI
|  | Signal.hasName | Data | PressureWaveform | CO2Waveform | 0 | High: Pressure_Waveform; Low: PPG_Signal | [27 empty] | 237 | PHILIPSMONITOR - EtCO2 laag
|  | Signal.hasQuality | Data | OutsideViableRange | 0 | [37 empty] | 413 | PHILIPSMONITOR - Trect te groot
|  | Signal.hasSampling | Data | Waveform | Computation | 0 | [36 empty] | 415 | PHILIPSMONITOR - Ventrikel Fibr/Tachy
|  | Signal.isProducedBy | Object | InvasivePressureTransducer | 0 | Capno_Sensor | High: -; Low: CVP_PressureSensor; High: PulseOximeter_Sensor | [27 empty] | 436 | SERVOU - Lage batterijspanning
|  | Signal.inputToMeasurementProcess | Object | PressureWaveformAnalysis | RF_CO2_WaveformAnalysis | CPP_Computation | High: VenousPressure_process; Low: 0; High: SpO2_analysis | [27 empty] | 439 | SERVOU - PEEP hoog
|  | Signal.hasState | Data | 0 | [38 empty] | 457 | TRILOGY - Lage VTe
|  |  |  | 0 | [38 empty] | 455 | TRILOGY - Apneu
|  | Sensor.hasName | Data | InvasivePressureTransducer | 0 | Capno_Sensor | High: -; Low: CVP_PressureSensor; High: PulseOximeter_Sensor | [27 empty] | 462 | PRISMAFLEX - Verbinding verbroken
|  | Sensor.hasState | Data | 0 | [38 empty] | 463 | PRISMAFLEX - Algemene systeemfout
|  | Sensor.hasMDCCode | Data | 0 | [38 empty] | 33 | DATEXOHMEDACOMVENTILATOR - RR Low
|  | sensor.partOfInterface | Object | 0 | [38 empty] | 38 | DATEXOHMEDACOMVENTILATOR - Verbinding verbroken
|  | sensor.producesSignal | Object | PressureWaveform | CO2Waveform | 0 | High: Pressure_Waveform; Low: PPG_Signal | [27 empty] | 29 | DATEXOHMEDACOMVENTILATOR - Plimit Reached
|  | Sensor.measuresProperty | Object | AorticPressure | Aortic pressure | Respiratory Rate | High: CerebralPerfusionPressure; Low: CentralVenousPressure_Property; High: 0; Low: SaO2 | [27 empty] | 30 | DATEXOHMEDACOMVENTILATOR - Ppeak High
0
|  | SensorInterface.hasName | Data | 0
|  | sensorInterface.partOfFunctionalUnit | Object | InvasivePressureModule | Capno_Module | HemodynamicsModule | High: 0; Low: PulseOximetryModule
|  | SensorInterface.ConnectsSensor | Object | InvasivePressureTransducer | 0 | Capno_Sensor | High: -; Low: CVP_PressureSensor; High: PulseOximeter_Sensor
0
|  | FunctionalUnit.hasName | Data | InvasivePressureModule | Capno_Module | HemodynamicsModule | High: 0; Low: PulseOximetryModule
|  | FunctionalUnit.hasState | Data | 0
|  | FunctionalUnit.hasMDCCode | Data | 0
|  | FunctionalUnit.partOfPhysicalDevice | Object | PhilipsMonitor
|  | FunctionalUnit.hasDeviceChannel | Object | PressureChannel | 0 | CPP_Channel | High: CVP_Channel
|  | FunctionalUnit.enablesSensorInterface | Object | 0
0
|  | PhysicalDevice.hasName | Data | PhilipsMonitor
|  | PhysicalDevice.hasManufacturer | Data | 0
|  | PhysicalDevice.hasModelName | Data | 0
|  | PhysicalDevice.hasMDCCode | Data | 0
|  | PhysicalDevice.hasFunctionalUnit | Object | InvasivePressureModule | Capno_Module | HemodynamicsModule | High: 0; Low: PulseOximetryModule

## Analyse_Subset
Concept name / attribute | Type | Refers to other concept | Example | PHILIPSMONITOR - ?? SpO2l hoog | PHILIPSMONITOR - ?? SpO2po hoog | PHILIPSMONITOR - ?? SpO2po laag | PHILIPSMONITOR - ?? SpO2pr hoog | PHILIPSMONITOR - ?? SpO2pr laag | PHILIPSMONITOR - ?? SpO2r hoog | PHILIPSMONITOR - ?? ST-II laag | PHILIPSMONITOR - ?? ST-V hoog g | PHILIPSMONITOR - ?? ST-V laag g | PHILIPSMONITOR - ?? Temp hoog | PHILIPSMONITOR - ?? Thuid hoog | PHILIPSMONITOR - ?? Thuid laag | PHILIPSMONITOR - ?? Tkern hoog | PHILIPSMONITOR - ?? Tkern laag | PHILIPSMONITOR - ??? Brady (pols) | PHILIPSMONITOR - ??? Desaturatie | PHILIPSMONITOR - ABP artefact | PHILIPSMONITOR - ABP slecht signaal | PHILIPSMONITOR - ABPd laag | PHILIPSMONITOR - ABPm hoog | PHILIPSMONITOR - Asystolie | PHILIPSMONITOR - BATTERY LOW | PHILIPSMONITOR - CVD buiten bereik | PHILIPSMONITOR - CVD contr.nulling | PHILIPSMONITOR - Pols hoog | PHILIPSMONITOR - Pols laag | PHILIPSMONITOR - SpO2 laag | PHILIPSMONITOR - SpO2 lage PFI | PHILIPSMONITOR - EtCO2 laag | PHILIPSMONITOR - Trect te groot | PHILIPSMONITOR - Ventrikel Fibr/Tachy | SERVOU - Lage batterijspanning | SERVOU - PEEP hoog | TRILOGY - Lage VTe | TRILOGY - Apneu | PRISMAFLEX - Verbinding verbroken | PRISMAFLEX - Algemene systeemfout | DATEXOHMEDACOMVENTILATOR - RR Low | DATEXOHMEDACOMVENTILATOR - Verbinding verbroken | DATEXOHMEDACOMVENTILATOR - Plimit Reached | DATEXOHMEDACOMVENTILATOR - Ppeak High
Patient.hasIdentifier | Data |  | Patient_X
Patient.hasPhysiologicalSystem | Object | PhysiologicalSystem | Pulmonary, Cardiovascular | Pulmonary | Pulmonary | Pulmonary | Pulmonary | Pulmonary | Pulmonary | [9 empty] | Pulmonary | [10 empty] | Pulmonary
Patient.hasClinicalState | Data |  | Stable
PhysiologicalSystem.hasName | Data |  | Pulmonary | Pulmonary | Pulmonary | Pulmonary | Pulmonary | Pulmonary | Pulmonary | Cardiovascular | Cardiovascular | Cardiovascular | Integumentary | Integumentary | Integumentary |  |  | Cardiovascular | Pulmonary | Cardiovascular | Cardiovascular | Cardiovascular | Cardiovascular | Cardiovascular |  | Cardiovascular | Cardiovascular | Cardiovascular | Cardiovascular | Pulmonary | Cardiovascular;Integumentary | Pulmonary |  | Cardiovascular |  | Pulmonary | Pulmonary | Pulmonary | Renal | Renal | Pulmonary |  | Pulmonary | Pulmonary
PhysiologicalSystem.hasOrgan | Object | Organ | Lungs | Lungs | Lungs | Lungs | Lungs | Lungs | Lungs | [9 empty] | Lungs | [10 empty] | Lungs
PhysiologicalSystem.hasSNOMEDCode | Data |  | <SNOMED>
PhysiologicalSystem.hasState | Data |  | Stable
Organ.hasName | Data |  | Lungs | Lungs | Lungs | Lungs | Lungs | Lungs | Lungs | Heart | Heart | Heart | [5 empty] | Heart | Lungs | Heart;Vasculature | Heart;Vasculature | Heart;Vasculature | Heart;Vasculature | Heart |  | Vasculature | Vasculature | Heart | Heart | Lungs | Skin;Vasculature | Lungs |  | Heart |  | Lungs | Lungs | Lungs | Kidney | Kidney | Lungs |  | Lungs | Lungs
Organ.hasPhysiologicalProcess | Object | PhysiologicalProcess | pulm_Oxygenation, pulm_Ventilation | Pulmonary_Oxygenation | Pulmonary_Oxygenation | Pulmonary_Oxygenation | Pulmonary_Oxygenation | Pulmonary_Oxygenation | Pulmonary_Oxygenation |  |  |  |  | Skin | Skin |  |  |  | Pulmonary_Oxygenation | [10 empty] | Pulmonary_Oxygenation
Organ.hasSNOMEDCode | Data |  | <SNOMED>
Organ.hasState | Data |  | Stable | [28 empty] | Mechanical_Ventilation | [6 empty] | ReplacementTherapy | ReplacementTherapy
PhysiologicalProcess.hasName | Data |  | pulm_oxygenation | Pulmonary_Oxygenation | Pulmonary_Oxygenation | Pulmonary_Oxygenation | Pulmonary_Oxygenation | Pulmonary_Oxygenation | Pulmonary_Oxygenation | Ventricular_Repolarisation | Ventricular_Repolarisation | Ventricular_Repolarisation | Thermoregulation | Thermoregulation | Thermoregulation | Thermoregulation | Thermoregulation | Cardiac_Contraction | Pulmonary_Oxygenation | ArterialPressureRegulation | ArterialPressureRegulation | ArterialPressureRegulation | ArterialPressureRegulation | Cardiac_Contraction |  | VenousPressureRegulation | VenousPressureRegulation | Cardiac_Contraction | Cardiac_Contraction | Pulmonary_Oxygenation | Tissue_Perfusion | Pulmonary_Ventilation | Thermoregulation | Cardiac_Contraction |  | Pulmonary_Ventilation | Pulmonary_Ventilation | Pulmonary_Ventilation |  |  | Pulmonary_Ventilation |  | Pulmonary_Ventilation | Pulmonary_Ventilation
PhysiologicalProcess.producesProperty | Object | PhysiologicalProperty | SaO2 | SaO2 | SaO2 | SaO2 | SaO2 | SaO2 | SaO2 | [9 empty] | SaO2 | [10 empty] | SaO2 | Perfusion_Index_metric
PhysiologicalProcess.dependsOnPhysiologicalProcess | Object | PhysiologicalProcess | pulm_ventilation
PhysiologicalProcess.hasState | Data |  | sufficient | [28 empty] | Mechanical_Ventilation |  |  |  | ReplacementTherapy | ReplacementTherapy | ReplacementTherapy |  |  | ReplacementTherapy |  | ReplacementTherapy | ReplacementTherapy
PhysiologicalProcess.hasParticipant
PhysiologicalProperty.hasName | Data |  | SaO2 | SaO2 | SaO2 | SaO2 | SaO2 | SaO2 | SaO2 | ST_Deviation_property | ST_Deviation_property | ST_Deviation_property | Temp_Property | Skin_Temp_Property | Skin_Temp_Property | Core_Temp_Property | Core_Temp_Property | Cardiac_Contractile_Frequency | SaO2 | Arterial_Pressure_Property | Arterial_Pressure_Property | Arterial_Pressure_Property | Arterial_Pressure_Property | Cardiac_Electric_Frequency |  | CentralVenousPressureProperty | CentralVenousPressureProperty | Cardiac_Contractile_Frequency | Cardiac_Contractile_Frequency | SaO2 | Perfusion_Index_metric |  | Rect_Temp_Property | Ventricular_Rhythm |  | AlveolarEndExpiratoryPressureProperty | AlveolarVentilationVolumeProperty | PulmonaryVentilationRateProperty |  |  | PulmonaryVentilationRateProperty |  | IntraAlveolarPressureProperty | PeakAlveolarPressureProperty
PhysiologicalProperty.partOfPhysiologicalProcess | Object | PhysiologicalProcess | pulm_oxygenation | Pulmonary_Oxygenation | Pulmonary_Oxygenation | Pulmonary_Oxygenation | Pulmonary_Oxygenation | Pulmonary_Oxygenation | Pulmonary_Oxygenation | [9 empty] | Pulmonary_Oxygenation | [10 empty] | Pulmonary_Oxygenation | Tissue_Perfusion
PhysiologicalProperty.hasSNOMEDCode | Data |  | <SNOMED>
PhysiologicalProperty.hasMDCCode | Data |  | <MDCCode>
PhysiologicalPropert.isMeasuredByMetric | Object | Metric | SpO2 | SpO2 | SpO2 | SpO2 | SpO2 | SpO2 | SpO2 | [9 empty] | SpO2 | [10 empty] | SpO2 | PFI
Metric.hasName | Data |  | PressureMetric | SpO2 | SpO2 | SpO2 | SpO2 | SpO2 | SpO2 | Metric_ST_II | Metric_ST_V | Metric_ST_V | Metric_T_unknown | Metric_T_Skin | Metric_T_Skin | Metric_T_Core | Metric_T_Core | Metric_Pulsatile_HeartRate | SpO2 | Arterial_Pressure | Arterial_Pressure | Arterial_Pressure | Arterial_Pressure | Metric_ECG_HeartRate |  | Metric_CVD | Metric_CVD | Metric_Pulsatile_HeartRate | Metric_Pulsatile_HeartRate | SpO2 | PFI | Metric_EtCO2 | Metric_T_Rect | Metric_ECG_Ventricular_Rhythm |  | Metric_PEEP | Metric_TidalVolumeExpiratory | Metric_RespiratoryRate |  |  | Metric_RespiratoryRate |  | Metric_Plimit | Metric_Ppeak
Metric.hasMeasurentSite | Data |  | Aorta | [14 empty] | Peripheral |  | Peripheral_Artery | Peripheral_Artery | Peripheral_Artery | Peripheral_Artery | Thoracic |  |  |  | Peripheral | Peripheral |  |  |  | Rectal | Thoracic
Metric.temporalFeature | Data |  | Systolic | [16 empty] | Systolic | Systolic | Diastolic | Mean | [13 empty] | Expiratory
Metric.derivedByMeasurementProcess | Object | MeasurementProcess | PressureWaveFormAnalysis | Pleth_Waveform_Analysis | Pleth_Waveform_Analysis | Pleth_Waveform_Analysis | Pleth_Waveform_Analysis | Pleth_Waveform_Analysis | Pleth_Waveform_Analysis | [9 empty] | Pleth_Waveform_Analysis | [10 empty] | Pleth_Waveform_Analysis | Pleth_Waveform_Analysis
Metric.measuresPhysiologicalProperty | Object | PhysiologicalProperty | ArterialPressure | SaO2 | SaO2 | SaO2 | SaO2 | SaO2 | SaO2 | [9 empty] | SaO2 | [10 empty] | SaO2 | Perfusion_Index_metric
Metric.hasState | Data |  | High / extremely high
DeviceChannel.hasName | Data |  | AorticPressureChannel | Channel_SpO2 | Channel_SpO2 | Channel_SpO2 | Channel_SpO2 | Channel_SpO2 | Channel_SpO2 | Channel_ST_II | Channel_ST_V | Channel_ST_V | Channel_T_Unknown | Channel_T_Skin | Channel_T_Skin | Channel_T_Core | Channel_T_Core | Channel_Pulsatile_HR | Channel_SpO2 | Channel_ABP_Sys | Channel_ABP_Sys | Channel_ABP_Sys | Channel_ABP_Sys | Channel_ECG_HeartRate |  | CVD_Channel | CVD_Channel | Channel_Pulsatile_HR | Channel_Pulsatile_HR | Channel_SpO2 | Channel_PFI | Channel_EtCO2 | Channel_T_Core | Channel_ECG_Rhythm |  | Channel_PEEP | Channel_Vte | Channel_RespiratoryRate |  |  | Channel_RespiratoryRate |  | Channel_Plimit | Channel_Ppeak
DeviceChannel.hasDescription | Data |  | IPC through aortic transducer
DeviceChannel.hasState | Data |  | Enabled
DeviceChannel.partOfFunctionalUnit | Object | FunctionalUnit | InvasivePressureModule | PulseOximetry Module | PulseOximetry Module | PulseOximetry Module | PulseOximetry Module | PulseOximetry Module | PulseOximetry Module | [9 empty] | PulseOximetry Module | [10 empty] | PulseOximetry Module | PulseOximetry Module
DeviceChannel.hasMetric | Object | Metric | PressureMetric | SpO2 | SpO2 | SpO2 | SpO2 | SpO2 | SpO2 | [9 empty] | SpO2 | [10 empty] | SpO2 | PFI
DeviceChannel.hasAlarmLimits
DeviceChannel.hasAlarmState |  |  |  | High | High | Low | High | Low | High | Low | High | Low | high | high | low | high | low | Very low | Very low |  |  | low | high | Asystoly |  | Metric out of valid Range |  | high | low | low | low | low | Metric out of valid Range | Fibrillation/Tachy |  |  |  | Apneu |  |  | Low |  | high | high
MeasurementProcess.hasName | Data |  | pressure WaveformAnalysis | Pleth_Waveform_Analysis | Pleth_Waveform_Analysis | Pleth_Waveform_Analysis | Pleth_Waveform_Analysis | Pleth_Waveform_Analysis | Pleth_Waveform_Analysis | ECG_Electrical_Analysis | ECG_Electrical_Analysis | ECG_Electrical_Analysis | TemperatureMeasurementProcess | TemperatureMeasurementProcess | TemperatureMeasurementProcess | TemperatureMeasurementProcess | TemperatureMeasurementProcess | Pleth_Waveform_Analysis | Pleth_Waveform_Analysis | ABP_Waveform_Analysis | ABP_Waveform_Analysis | ABP_Waveform_Analysis | ABP_Waveform_Analysis | ECG_Electrical_Analysis |  | CVD_Waveform_analysis | CVD_Waveform_analysis | Pleth_Waveform_Analysis | Pleth_Waveform_Analysis | Pleth_Waveform_Analysis | Pleth_Waveform_Analysis | Capnogram_MeasurementProcess | TemperatureMeasurementProcess | ECG_Electrical_Analysis |  | VentilationMeasurementProcess | VentilationMeasurementProcess | VentilationMeasurementProcess |  |  | VentilationMeasurementProcess |  | VentilationMeasurementProcess | VentilationMeasurementProcess
MeasurementProcess.derivesMetric | Object |  | MAP_Metric | SpO2; PulseRate; PFI | SpO2; PulseRate; PFI | SpO2; PulseRate; PFI | SpO2; PulseRate; PFI | SpO2; PulseRate; PFI | SpO2; PulseRate; PFI | Metric_ST_II | Metric_ST_V | Metric_ST_V | [5 empty] | Metric_Pulsatile_HeartRate | SpO2 | ABP_systolic | ABP_systolic | ABP_systolic | ABP_systolic | Metric_ECG_HeartRate |  |  |  | Metric_Pulsatile_HeartRate | Metric_Pulsatile_HeartRate | SpO2 | PFI |  |  | Metric_ECG_Ventricular_Rhythm
MeasurementProcess.takesSignal | Object | Signal | PressureWaveFormSignal | Pleth_Waveform_Signal | Pleth_Waveform_Signal | Pleth_Waveform_Signal | Pleth_Waveform_Signal | Pleth_Waveform_Signal | Pleth_Waveform_Signal | [9 empty] | Pleth_Waveform_Signal | [10 empty] | Pleth_Waveform_Signal | Pleth_Waveform_Signal
MeasurementProcess.usesAlgorithm | Data |  | Peak detection and averaging
measurementProcess.hasState | Data |  | Running
Signal.hasName | Data |  | Pressire waveform | Pleth_Waveform_Signal | Pleth_Waveform_Signal | Pleth_Waveform_Signal | Pleth_Waveform_Signal | Pleth_Waveform_Signal | Pleth_Waveform_Signal | ECG_Waveform_Signal | ECG_Waveform_Signal | ECG_Waveform_Signal | Signal_ThermalX | Signal_Thermal_Skin | Signal_Thermal_Skin | Signal_Thermal_Core | Signal_Thermal_Core | Pleth_Waveform_Signal | Pleth_Waveform_Signal | Pressure_Waveform | Pressure_Waveform | Pressure_Waveform | Pressure_Waveform | ECG_Waveform |  | CVD_Signal | CVD_Signal | Pleth_Waveform_Signal | Pleth_Waveform_Signal | Pleth_Waveform_Signal | Pleth_Waveform_Signal | Capnogram_Signal | Signal_Thermal_Core | ECG_Waveform |  | AirwayPressure_Signal | Ventilation_Flow_Signal | Ventilation_Flow_Signal |  |  | Ventilation_Flow_Signal |  | AirwayPressure_Signal | AirwayPressure_Signal
Signal.hasQuality | Data |  | Good | [16 empty] | Artefact | Low
Signal.hasSampling | Data |  | Waveform / discontinuous
Signal.isProducedBy | Object | Sensor | PressureTransducer | PulseOximeter_Sensor | PulseOximeter_Sensor | PulseOximeter_Sensor | PulseOximeter_Sensor | PulseOximeter_Sensor | PulseOximeter_Sensor | [9 empty] | PulseOximeter_Sensor | [10 empty] | PulseOximeter_Sensor | PulseOximeter_Sensor
Signal.inputToMeasurementProcess | Object | MeasurementProcess | PressureWaveformAnalysis | Pleth_Waveform_Analysis | Pleth_Waveform_Analysis | Pleth_Waveform_Analysis | Pleth_Waveform_Analysis | Pleth_Waveform_Analysis | Pleth_Waveform_Analysis | [9 empty] | Pleth_Waveform_Analysis | [10 empty] | Pleth_Waveform_Analysis | Pleth_Waveform_Analysis
Signal.hasState | Data |  | Active
Sensor.hasName | Data |  | PressureTransducer | PulseOximeter_Sensor | PulseOximeter_Sensor | PulseOximeter_Sensor | PulseOximeter_Sensor | PulseOximeter_Sensor | PulseOximeter_Sensor | ECG_Electrode I-XII | ECG_Electrode I-XII | ECG_Electrode I-XII | Thermometer | SkinThermometer | SkinThermometer | CoreThermometer | CoreThermometer | PulseOximeter_Sensor | PulseOximeter_Sensor | ABP_Transducer | ABP_Transducer | ABP_Transducer | ABP_Transducer | ECG_Leads |  | CVD_Transducer | CVD_Transducer | PulseOximeter_Sensor | PulseOximeter_Sensor | PulseOximeter_Sensor | PulseOximeter_Sensor | CO2_Sensor | CoreThermometer | ECG_Leads |  | AirwayPressure_Transducer | Flow_Sensor | Flow_Sensor |  |  | Flow_Sensor |  | AirwayPressure_Transducer | AirwayPressure_Transducer
Sensor.hasState | Data |  | disconnected | [23 empty] | Nulling error
Sensor.hasMDCCode | Data |  | <MDC>
sensor.partOfInterface | Object | SensorInterfae | InvasivePressureInterface | 0 | 0 | 0 | 0 | 0 | 0 | [9 empty] | 0 | [10 empty] | 0 | 0
sensor.producesSignal | Object | Signal | PressureWaveFormSignal | Pleth_Waveform_Signal | Pleth_Waveform_Signal | Pleth_Waveform_Signal | Pleth_Waveform_Signal | Pleth_Waveform_Signal | Pleth_Waveform_Signal | [9 empty] | Pleth_Waveform_Signal | [10 empty] | Pleth_Waveform_Signal | Pleth_Waveform_Signal
Sensor.measuresProperty | Object | PhysiologicalProperty | ArterialPressure | SaO2 | SaO2 | SaO2 | SaO2 | SaO2 | SaO2 | [9 empty] | SaO2 | [10 empty] | SaO2 | Perfusion_Index_metric
Sensor.hasPhysicalLocation | Object |  |  | Left | post-Ductal | post-Ductal | pre-Ductal | pre-Ductal | Right | <locations> | <locations> | <locations> | [6 empty] | Right | [12 empty] | Terminal_Airway
SensorInterface.hasName | Data |  | Invasive Pressure interface
sensorInterface.partOfFunctionalUnit | Object | FunctionalUnit | InvasivePressureModule | PulseOximetry Module | PulseOximetry Module | PulseOximetry Module | PulseOximetry Module | PulseOximetry Module | PulseOximetry Module | [9 empty] | PulseOximetry Module | [10 empty] | PulseOximetry Module | PulseOximetry Module
SensorInterface.ConnectsSensor | Object | Sensor | PressureTransducer | PulseOximeter_Sensor | PulseOximeter_Sensor | PulseOximeter_Sensor | PulseOximeter_Sensor | PulseOximeter_Sensor | PulseOximeter_Sensor | [9 empty] | PulseOximeter_Sensor | [10 empty] | PulseOximeter_Sensor | PulseOximeter_Sensor
FunctionalUnit.hasName | Data |  | InvasivePressureModule | PulseOximetry Module | PulseOximetry Module | PulseOximetry Module | PulseOximetry Module | PulseOximetry Module | PulseOximetry Module | ECG Module | ECG Module | ECG Module | ThermoSensing Module | ThermoSensing Module | ThermoSensing Module | ThermoSensing Module | ThermoSensing Module | PulseOximetry Module | PulseOximetry Module | ABP_Module | ABP_Module | ABP_Module | ABP_Module | ECG_Module | Battery_Module | CVD_Module | CVD_Module | PulseOximetry Module | PulseOximetry Module | PulseOximetry Module | PulseOximetry Module | CO2_Module | ThermoSensing Module | ECG_Module | Battery_Module | PEEP_Module | VT_Module |  | Connection | Operating_System | Ventilation_Module | Connection_Module | Ventilation_Module | Ventilation_Module
FunctionalUnit.hasState | Data |  | Disconnected / empty | [21 empty] | Low | [9 empty] | Low |  |  |  | Disconnected | Malfunction |  | Disconnected
FunctionalUnit.hasMDCCode | Data |  | <MDC>
FunctionalUnit.partOfPhysicalDevice | Object | PhysicalDevice | PhilipsMonitor | PhilipsMonitor | PhilipsMonitor | PhilipsMonitor | PhilipsMonitor | PhilipsMonitor | PhilipsMonitor | [9 empty] | PhilipsMonitor | [10 empty] | PhilipsMonitor | PhilipsMonitor
FunctionalUnit.hasDeviceChannel | Object | DeviceChannel | PressureChannel | Channel_SpO2 | Channel_SpO2 | Channel_SpO2 | Channel_SpO2 | Channel_SpO2 | Channel_SpO2 | [9 empty] | Channel_SpO2 | [10 empty] | Channel_SpO2 | Channel_PFI
FunctionalUnit.enablesSensorInterface | Object | SensorInterface | InvasivePressureInterface | 0 | 0 | 0 | 0 | 0 | 0 | [9 empty] | 0 | [10 empty] | 0 | 0
PhysicalDevice.hasName | Data |  | PhilipsMonitor | PhilipsMonitor | PhilipsMonitor | PhilipsMonitor | PhilipsMonitor | PhilipsMonitor | PhilipsMonitor | PhilipsMonitor | PhilipsMonitor | PhilipsMonitor | PhilipsMonitor | PhilipsMonitor | PhilipsMonitor | PhilipsMonitor | PhilipsMonitor | PhilipsMonitor | PhilipsMonitor | PhilipsMonitor | PhilipsMonitor | PhilipsMonitor | PhilipsMonitor | PhilipsMonitor | PhilipsMonitor | PhilipsMonitor | PhilipsMonitor | PhilipsMonitor | PhilipsMonitor | PhilipsMonitor | PhilipsMonitor | PhilipsMonitor | PhilipsMonitor | PhilipsMonitor | ServoU | ServoU | Trilogy | Trilogy | PrismaFlex | PrismaFlex | DatexOhmedacom | DatexOhmedacom | DatexOhmedacom | DatexOhmedacom
PhysicalDevice.hasManufacturer | Data |  | PhilipsMonitor
PhysicalDevice.hasModelName | Data |  | <MP70>
PhysicalDevice.hasMDCCode | Data |  | <MDC>
PhysicalDevice.hasFunctionalUnit | Object | FunctionalUnit | InvasivePressureModule | PulseOximetry Module | PulseOximetry Module | PulseOximetry Module | PulseOximetry Module | PulseOximetry Module | PulseOximetry Module | [9 empty] | PulseOximetry Module | [10 empty] | PulseOximetry Module | PulseOximetry Module